## Model
Simplified Home Energy Usage Estimation Tool
v 0.8.2 © M. Blasnik 11/14/08
- Data entry in yellow cells only, lower table allows optional overriding of defaults
| House As Is |  |  |  | Estimated Energy Savings
Annual Usage Estimates | Gas | Electric | Oil |  | Gas | Electric
Heating | 0 | 672.837 | 0 |  | 0 | 672.837
Water Heating | 170.9398 | 0 | 0 |  | 170.9398 | 0
Cooling | 0 | 2130.4556 | 0 |  | 0 | 2130.4556
All Else | 24 | 6574.4 | 0 |  | 24 | 6574.4
Total Usage | 194.9398 | 9377.6927 | 0 |  | 194.9398 | 9377.6927
| therms/yr | kWh/yr | gallons/yr
Zip code lookup
Closest Weather Station | CA_LOS_ANGELES |  |  | zip | found city
|  |  |  | 32043 | FL_JACKSONVILLE
House Characteristic | House As Is | Alternate House
Finished floor area (sq.ft.) | 1844 | 2000
Stories | 1 | 2
Occupants | 4 | 3
Heating Setpoint (°F) | 68 | 68
Heating System Type | Electric Resistance | Std Gas 80%
Wall Insulation | Good Ins | Std Ins
Attic Insulation | High Ins | Std 10 inch
Windows | Super | Dbl/Sgl&Storm
Air Tightness | Fairly Tight | Average
Foundation Type | Slab | Basement
Foundation Insulation | None | None
Heating is not forced air (0-1) | 0 | 0
Ducts: % in Attic | 0% | 0%
Ducts: % in Slab | 0% | 75%
Duct Leakiness | Average | Average
Duct Insulation | None | None
Cooling Info
AC SEER (none=0) | 21 | 12
Cooling Setpoint | 78 | 78
Window Shading | Typical | Typical
Cool Roof / Rad. Barrier rafters | Std Color | Std Color
Water Heating Info
Water heater Type | Std Gas | Std Gas
Showering Use (flow, time) | Average | Average
Laundry | Average | Average
Other Hot Water | Average | Average
All Else Info
Lighting Usage Intensity | Average | Average
Primary refrigerator | Average | Average
Extra Refrigerators / Freezers | None | None
Entertainment (TVs & PCs) | Average | Average
# Other Large Uses (500 kWh) | 0 | 0
Plug & Other Loads | Average | Average
Clothes Dryer | Gas Avg Use | Gas Avg Use
Cooking | Elec Avg Use | Gas Avg Use
Heating Balance Point Est | 53.8227 | 58.4994
No Data Entry Needed Below This Line
Misc. Calcs & Overrides | House as is |  | Alternate House
Characteristic | Default / Result | Over-Ride | Default / Result | Over-Ride
Areas:
Wall Area | 1277.5192 |  | 1881.5552
Wall Area 2 override only | 0 |  | 0
Attic Area | 1844 |  | 1000
Attic Area 2 override only | 0 |  | 0
Windows Area | 225.4446 |  | 332.0392
Window Area 2 override only | 0 |  | 0
Foundation Effective Area | 150.2964 |  | 553.3986
Foundation Area 2 override only | 0 |  | 0
Efficiency Levels:
Wall R | 14 |  | 10
Wall 2 R override | 14 |  | 14
Attic R | 34 |  | 23
Attic 2 R override | 34 |  | 34
Windows R | 3.2 |  | 2.1
Window 2 R override | 3.2 |  | 3.2
Foundation Effective R | 6 |  | 6
Foundation 2 R override | 6 |  | 6
CFM50 Air Leakage | 2510.2228 |  | 2731.5552
Heating Efficiency | 105% |  | 80%
Hot Water gallons/day | 64 |  | 48
Lighting | 1453.2 |  | 1350
Refrigeration | 750 |  | 750
Entertainment (TV & PC) | 1350 |  | 1175
Other Big Sum | 0 |  | 0
Other Plug Loads | 2553.2 |  | 2350
Dryer | 24 |  | 20
Cooking | 468 |  | 11.5
Electric Baseload Total | 6574.4 |  | 5625
Note on A20: Michael: average value, include setbacks but recognize temp drop not instant
Note on A40: Michael: accounts for showering frequency and length given occupancy and showerhead flow rate
Note on A41: Michael: accounts for hot loads given occupancy and washer efficiency
Note on A42: Michael: Sinks, etc.
Note on A45: Michael: Efficient= post 1990 top freezer Avg= post 1990 side-by-side
Note on A48: Add Up "Points": Dehumidifier: 1-2 Water Bed (heated): 2 Pool Pump: 1 per month used Spa: 1-3 Well Pump: 1 Air Handler "ON": 6 (not ECM) Air Handler "ON": 1 (ECM) Aquarium: 1-3 (3=large marine or multiple)
Note on A50: Michael: relative loads per person

## Lookups
Lookup Tables and calculations
|  | As Is | Alt |  |  | As Is | alternate home
| Characteristic |  |  |  | heat UA | 240.9875 | 481.9808
| Areas: |  |  |  | heat infil UA | 71.4291 | 86.124
| Wall Area | 1277.5192 | 1881.5552 |  | heating total UA | 312.4166 | 568.1048 |  |  | Climate Calcs
| Wall Area 2 override only | 0 | 0 |  | Internal Gains Btu/hr | 3275.8482 | 2695.3085 |  |  | HDD65 | 1432
| Attic Area | 1844 | 1000 |  | Ht Window Solar | 825.7998 | 2432.5081 |  |  | HDD60 | 841
| Attic Area 2 override only | 0 | 0 |  | Tfloat | 14.1773 | 9.5006 |  |  | CDH74 | 21657
| Windows Area | 225.4446 | 332.0392 |  | Tbal | 53.8227 | 58.4994 |  |  | CDPH65 | 16363
| Window Area 2 override only | 0 | 0 |  | HDD Effective | 321.4866 | 714.7979 |  |  | Cool Solar | 286671
| Foundation Effective Area | 150.2964 | 553.3986 |  | Ht Dist Efficiency | 100% | 91.43% |  |  | Heat Solar | 90842
| Foundation Area 2 override only | 0 | 0 |  | Duct Htg Regain | 100% | 77.5% |  |  | Cool Hours 74 | 2699
| Efficiency Levels: |  |  |  | Duct Htg Delivery Eff | 61.92% | 61.92% |  |  | Heat Days (60) *24 | 2232
| Wall R | 14 | 10 |  | Heating Usage | 672.837 | 133.24 |  |  | HDD per degree | 10%
| Wall 2 R override | 14 | 14 |  | Cooling Calcs |  |  | AsIs kwh | Alt kwh | Heating cfm2Uvalue | 0.028455
| Attic R | 34 | 23 |  | UA shell (fdn=0) | 215.9381 | 389.7477 |  |  | Cooling cfm2Uvalue | 0.032024
| Attic 2 R override | 34 | 34 |  | Infiltration | 244.3776 | 265.9249 |  |  | Cooling dT | 8.0241
| Windows R | 3.2 | 2.1 |  | Roof Extra gain | 43.3882 | 34.7826 |  |  | EER Multiplier | 101.8%
| Window 2 R override | 3.2 | 3.2 |  | Total UA | 503.7039 | 690.4552 |  |  | Latent Infil Multiplier | 304%
| Foundation Effective R | 6 | 6 |  | Load from UA | 15587318.975 | 21366412.9763 | 1019.1765 | 2437.3165 | Latent CDH Multiplier | 142.9%
| Foundation 2 R override | 6 | 6 |  | Internal Gains | 12633522.5992 | 10394633.2269 | 826.0426 | 1185.74 | Latent EER Multiplier | 92.78%
| CFM50 Air Leakage | 2510.2228 | 2731.5552 |  | Window Cl Solar | 4362418.1943 | 12850109.515 | 285.2366 | 1465.8419 | Tcoldwater | 73.2221
| Heating Efficiency | 105% | 80% |  | Cooling Usage |  |  | 2130.4556 | 5088.8985
| DHW gallons/day | 64 | 48 |  | Cool Tstat Adjust | 100% | 100%
| Lighting | 1453.2 | 1350 |  | Cooling AC efficiency | 448.2% | 332%
| Refrigeration | 750 | 750 |  | Duct Clg Regain | 100% | 46%
| Entertainment (TV & PC) | 1350 | 1175 |  | Duct Clg Delivery Eff | 58.11% | 58.11%
| Other Big Sum | 0 | 0 |  | Cl Dist Efficiency | 100% | 77.38%
| Plug | 2553.2 | 2350 |  | Cool Efficiency | 448.2% | 256.9%
| Dryer | 24 | 20 |  | Gas DHW | 1 | 1
| Cooking | 468 | 11.5 |  | DHW standby | 37.0849 | 37.0849
| Dryer Gas | 1 | 1 |  | DHW Hot water | 133.8549 | 100.3912
| Cooking Gas | 0 | 1 |  | DHW tot | 170.9398 | 137.4761
| Heating Gas | 0 | 1
| Electric Baseload Tot | 6574.4 | 5625
| WallNames | Rwall | AtticNames | Rattic | WindowNames | Rwindow | SHGC | LeakyNames | Icfm50pa | FdnNames | FndnFactor | FdnInsNames | FndnR | regain
| No Ins | 5 | No Ins | 5 | Single | 1.4 | 0.8 | Very leaky | 1.45 | Basement | 0.5 | None | 6 | 70%
| Partial/Semi Ins | 8 | Some Ins | 11 | Dbl/Sgl&Storm | 2.1 | 0.6 | Leaky | 1.15 | Crawl | 0.25 | Walls | 18 | 89%
| Std Ins | 10 | Std 10 inch | 23 | Dbl & low e | 2.6 | 0.4 | Average | 0.85 | Slab | 0.1 | Ceiling | 12 | 30%
| Good Ins | 14 | High Ins | 34 | Super | 3.2 | 0.3 | Fairly Tight | 0.75
| Very Good / Foam | 20 | [5 empty] | Tight | 0.4
[8 empty] | HRV | 0.1
| DuctLeakNames | EffDuctHeat | EffDuctCool | DuctInsNames | Efficiency |  | CoolRoofNames |  | windowshading
| Very Leaky | 72% | 72% | None | 72% |  | Std Color | 0.8 | Very Low | 0.75
| Leaky | 80% | 80% | Std (R-4) | 90% |  | Reflective/ low gain | 0.3 | Low | 0.6
| Average | 86% | 86% | High (R-8) | 95% |  | Very Reflective | 0.05 | Typical | 0.5
| Tight | 96% | 96% | [5 empty] | High | 0.25
[9 empty] | Very High | 0.1
| WindowPctWall | 15%
| HeatNames | Heff |  | DHWNames | Washergpdpp | shwrgpdpp | othergpdpp |  | DHWTypeNames | DHWsb | DHWreceff
| Old Oil 63% (Gas) | 63% |  | None | 0 | 0 | 0 |  | Std Gas | 70 | 0.75
| Std Oil 80% (Gas) | 80% |  | Very Low | 1 | 2 | 3 |  | Tankless Gas | 8 | 0.8
| Old Gas 72% | 72% |  | Low | 2 | 4 | 5 |  | Condensing Gas | 15 | 0.92
| Std Gas 80% | 80% |  | Average | 3 | 6 | 7 |  | Tankless Electric | 200 | 1
| Condensing Gas | 92% |  | High | 6 | 10 | 9 |  | Electric | 500 | 1
| Old Heat Pump | 1.8
| Newer Heat Pump | 2.3 | zoning
| High Eff Heat Pump | 2.6
| Electric Resistance | 1.05
| LightNames | LightFactor | Plug | Entertainment |  | FridgeNames | fridgekwh | fridge2name | fridge2kwh |  | DryerNames | DryerFactor | CookingFactor
| Very Low | 0.2 | 0.2 | 0.2 |  | Efficient | 450 | None | 0 |  | None | 0 | 0
| Low | 0.6 | 0.6 | 0.6 |  | Average | 750 | 1990s or newer | 700 |  | Gas Low Use | 4 | 2
| Average | 1 | 1 | 1 |  | 1980's sbs | 1200 | 1980s sbs | 1200 |  | Gas Avg Use | 8 | 5
| High | 1.5 | 1.5 | 1.5 |  | 1970s sbs | 1800 | 70's sbs or >1 | 2000 |  | Gas High Use | 12 | 8
| Very High | 2 | 2 | 2 | [6 empty] | Elec Low Use | 100 | 80
[11 empty] | Elec Avg Use | 200 | 180
[11 empty] | Elec High Use | 350 | 300
tmy2 based data
| file | HDD65 | HDD60 | CDPH65 | CDH74 | Solar Cl | Solar Ht | Cool Hrs 74 | Ht Days | zip | station
| AK_ANCHORAGE | 10380 | 8601 | 0 | 0 | 0 | 219222 | 0 | 340 | 210 | NH_CONCORD
| AK_ANNETTE | 7213 | 5442 | 0 | 0 | 0 | 252713 | 0 | 345 | 501 | CT_BRIDGEPORT
| AK_BARROW | 20306 | 18481 | 0 | 0 | 0 | 202916 | 0 | 365 | 601 | PR_SAN_JUAN
| AK_BETHEL | 13113 | 11304 | 0 | 0 | 0 | 235236 | 0 | 356 | 1001 | CT_HARTFORD
| AK_BETTLES | 15813 | 14067 | 0 | 0 | 0 | 215100 | 0 | 342 | 1005 | MA_WORCHESTER
| AK_BIG_DELTA | 13451 | 11701 | 0 | 0 | 0 | 217542 | 0 | 336 | 1007 | CT_HARTFORD
| AK_COLD_BAY | 9544 | 7719 | 0 | 0 | 0 | 227149 | 0 | 365 | 1009 | MA_WORCHESTER
| AK_FAIRBANKS | 14163 | 12472 | 0 | 0 | 0 | 192003 | 0 | 319 | 1011 | CT_HARTFORD
| AK_GULKANA | 13954 | 12159 | 0 | 0 | 0 | 255286 | 0 | 351 | 1031 | MA_WORCHESTER
| AK_KING_SALMON | 11466 | 9656 | 0 | 0 | 0 | 243521 | 0 | 359 | 1032 | CT_HARTFORD
| AK_KODIAK | 8935 | 7118 | 0 | 0 | 0 | 247536 | 0 | 358 | 1037 | MA_WORCHESTER
| AK_KOTZEBUE | 15694 | 13892 | 0 | 0 | 0 | 236926 | 0 | 358 | 1038 | CT_HARTFORD
| AK_MCGRATH | 14289 | 12504 | 0 | 55 | 1355 | 224650 | 9 | 345 | 1054 | MA_WORCHESTER
| AK_NOME | 13994 | 12173 | 0 | 0 | 0 | 246705 | 0 | 361 | 1056 | CT_HARTFORD
| AK_ST_PAUL_IS | 11117 | 9292 | 0 | 0 | 0 | 229422 | 0 | 365 | 1068 | MA_WORCHESTER
| AK_TALKEETNA | 11592 | 9808 | 0 | 0 | 0 | 231980 | 0 | 347 | 1069 | CT_HARTFORD
| AK_YAKUTAT | 9791 | 7966 | 0 | 0 | 0 | 235532 | 0 | 365 | 1072 | MA_WORCHESTER
| AL_BIRMINGHAM | 2826 | 1974 | 6361 | 13600 | 195026 | 131447 | 1624 | 144 | 1073 | CT_HARTFORD
| AL_HUNTSVILLE | 3539 | 2617 | 5236 | 12681 | 198382 | 150592 | 1540 | 163 | 1074 | MA_WORCHESTER
| AL_MOBILE | 1699 | 1055 | 15396 | 20612 | 240539 | 100447 | 2628 | 104 | 1075 | CT_HARTFORD
| AL_MONTGOMERY | 2096 | 1369 | 11342 | 17932 | 228421 | 116303 | 1976 | 124 | 1079 | MA_WORCHESTER
| AR_FORT_SMITH | 3347 | 2438 | 6896 | 17346 | 198592 | 146145 | 1698 | 156 | 1080 | CT_HARTFORD
| AR_LITTLE_ROCK | 3175 | 2286 | 8352 | 18122 | 211750 | 145368 | 1889 | 159 | 1081 | MA_WORCHESTER
| AZ_FLAGSTAFF | 7425 | 5863 | 0 | 97 | 3868 | 407289 | 18 | 288 | 1084 | CT_HARTFORD
| AZ_PHOENIX | 1158 | 648 | 439 | 52970 | 358355 | 90500 | 3318 | 87 | 1092 | MA_WORCHESTER
| AZ_PRESCOTT | 4391 | 3257 | 0 | 7038 | 114697 | 253474 | 716 | 204 | 1093 | CT_HARTFORD
| AZ_TUCSON | 1541 | 886 | 258 | 33216 | 318132 | 127605 | 2770 | 107 | 1094 | MA_WORCHESTER
| CA_ARCATA | 5188 | 3379 | 0 | 0 | 0 | 411316 | 0 | 357 | 1095 | CT_HARTFORD
| CA_BAKERSFIELD | 2102 | 1279 | 0 | 27705 | 307000 | 134421 | 2348 | 144 | 1201 | NY_ALBANY
| CA_DAGGETT | 1738 | 1010 | 25 | 36760 | 336303 | 134197 | 2662 | 124 | 1222 | CT_HARTFORD
| CA_FRESNO | 2606 | 1678 | 0 | 22494 | 246987 | 150882 | 1665 | 158 | 1224 | NY_ALBANY
| CA_LONG_BEACH | 1311 | 505 | 20 | 3341 | 110618 | 119632 | 492 | 115 | 1230 | CT_HARTFORD
| CA_LOS_ANGELES | 1279 | 463 | 25 | 462 | 14316 | 124539 | 61 | 110 | 1237 | NY_ALBANY
| CA_SACRAMENTO | 2791 | 1780 | 0 | 6146 | 90921 | 165697 | 477 | 180 | 1238 | CT_HARTFORD
| CA_SAN_DIEGO | 1070 | 1646 | 0 | 0 | 0 | 90816 | 0 | 233 | 1240 | NY_ALBANY
| CA_SAN_FRANCISCO | 3221 | 292 | 34 | 1351 | 34289 | 277829 | 221 | 83 | 1242 | CT_HARTFORD
| CA_SANTA_MARIA | 3146 | 1702 | 0 | 247 | 3895 | 321684 | 23 | 237 | 1247 | NY_ALBANY
| CO_ALAMOSA | 8774 | 7181 | 0 | 0 | 0 | 416461 | 0 | 294 | 1253 | CT_HARTFORD
| CO_BOULDER | 6012 | 4743 | 0 | 3574 | 60961 | 257408 | 368 | 237 | 1254 | NY_ALBANY
| CO_COLORADO_SPRINGS | 6513 | 5178 | 0 | 2248 | 40079 | 293829 | 239 | 252 | 1255 | CT_HARTFORD
| CO_EAGLE | 8352 | 6817 | 0 | 0 | 0 | 352974 | 0 | 290 | 1256 | NY_ALBANY
| CO_GRAND_JUNCTION | 5670 | 4531 | 0 | 10331 | 162671 | 225895 | 1070 | 210 | 1257 | CT_HARTFORD
| CO_PUEBLO | 5240 | 4110 | 0 | 5905 | 88724 | 234500 | 530 | 213 | 1262 | NY_ALBANY
| CT_BRIDGEPORT | 5658 | 4440 | 1488 | 3357 | 65684 | 202566 | 543 | 228 | 1264 | CT_HARTFORD
| CT_HARTFORD | 6260 | 5029 | 1972 | 4540 | 60329 | 189368 | 516 | 223 | 1266 | NY_ALBANY
| DE_WILMINGTON | 5077 | 3955 | 3115 | 7210 | 120684 | 189750 | 961 | 210 | 1301 | MA_WORCHESTER
| FL_DAYTONA_BEACH | 872 | 442 | 15406 | 20257 | 288566 | 69158 | 3006 | 67 | 1330 | CT_HARTFORD
| FL_JACKSONVILLE | 1432 | 841 | 16363 | 21657 | 286671 | 90842 | 2699 | 93 | 1331 | MA_WORCHESTER
| FL_KEY_WEST | 63 | 12 | 40824 | 41720 | 378566 | 6724 | 5176 | 6 | 1338 | CT_HARTFORD
| FL_MIAMI | 140 | 40 | 29901 | 32258 | 352697 | 9684 | 4624 | 8 | 1340 | MA_WORCHESTER
| FL_TALLAHASSEE | 1752 | 1084 | 15254 | 18965 | 257724 | 107250 | 2369 | 105 | 1341 | CT_HARTFORD
| FL_TAMPA | 694 | 363 | 20882 | 27513 | 354118 | 52987 | 3565 | 49 | 1343 | NY_ALBANY
| FL_WEST_PALM_BEACH | 235 | 102 | 27822 | 28255 | 338645 | 15526 | 4135 | 15 | 1344 | MA_WORCHESTER
| GA_ATHENS | 2843 | 1925 | 5843 | 11822 | 192184 | 157447 | 1498 | 160 | 1350 | NY_ALBANY
| GA_ATLANTA | 3085 | 2189 | 3850 | 11138 | 210079 | 160553 | 1520 | 164 | 1351 | MA_WORCHESTER
| GA_AUGUSTA | 2887 | 2007 | 7213 | 14510 | 211539 | 154066 | 1615 | 153 | 1367 | NY_ALBANY
| GA_COLUMBUS | 2304 | 1518 | 11287 | 17062 | 219513 | 126329 | 2176 | 130 | 1368 | MA_WORCHESTER
| GA_MACON | 2342 | 1568 | 7517 | 16283 | 228118 | 139316 | 1797 | 140 | 1369 | CT_HARTFORD
| GA_SAVANNAH | 1943 | 1278 | 12303 | 18122 | 248750 | 115842 | 2338 | 116 | 1375 | MA_WORCHESTER
| HI_HILO | 0 | 0 | 6840 | 9448 | 223289 | 0 | 1837 | 0 | 1460 | MA_BOSTON
| HI_HONOLULU | 0 | 0 | 5589 | 28149 | 479961 | 0 | 4935 | 0 | 1462 | MA_WORCHESTER
| HI_KAHULUI | 2 | 0 | 8858 | 24410 | 465592 | 0 | 4124 | 0 | 1504 | RI_PROVIDENCE
| HI_LIHUE | 0 | 0 | 13776 | 17452 | 299539 | 0 | 3611 | 0 | 1505 | MA_WORCHESTER
| IA_DES_MOINES | 6514 | 5313 | 2106 | 7966 | 114289 | 198592 | 907 | 222 | 1701 | MA_BOSTON
| IA_MASON_CITY | 8172 | 6844 | 1191 | 2851 | 55776 | 228461 | 363 | 251 | 1719 | MA_WORCHESTER
| IA_SIOUX_CITY | 6696 | 5498 | 1834 | 7373 | 106500 | 188605 | 816 | 218 | 1720 | MA_BOSTON
| IA_WATERLOO | 7243 | 5953 | 913 | 3339 | 68961 | 211539 | 446 | 239 | 1721 | MA_WORCHESTER
| ID_BOISE | 6005 | 4703 | 0 | 5408 | 74645 | 246118 | 471 | 247 | 1730 | MA_BOSTON
| ID_POCATELLO | 7271 | 5864 | 0 | 686 | 16645 | 268197 | 85 | 265 | 1740 | MA_WORCHESTER
| IL_CHICAGO | 6442 | 5224 | 1363 | 4767 | 77711 | 193697 | 605 | 228 | 1741 | MA_BOSTON
| IL_MOLINE | 6302 | 5094 | 1773 | 6818 | 103237 | 189895 | 759 | 220 | 1745 | MA_WORCHESTER
| IL_PEORIA | 6319 | 5146 | 2382 | 6417 | 99605 | 190737 | 780 | 217 | 1754 | MA_BOSTON
| IL_ROCKFORD | 6934 | 5671 | 1561 | 3733 | 74447 | 206434 | 514 | 235 | 1756 | MA_WORCHESTER
| IL_SPRINGFIELD | 5888 | 4792 | 3571 | 8328 | 129237 | 179487 | 1011 | 205 | 1760 | MA_BOSTON
| IN_EVANSVILLE | 4794 | 3737 | 4710 | 10611 | 169711 | 178947 | 1273 | 200 | 1772 | MA_WORCHESTER
| IN_FORT_WAYNE | 6383 | 5173 | 1559 | 3604 | 68158 | 182513 | 484 | 218 | 1773 | MA_BOSTON
| IN_INDIANAPOLIS | 5681 | 4529 | 2675 | 6661 | 114053 | 180987 | 838 | 206 | 1775 | MA_WORCHESTER
| IN_SOUTH_BEND | 6287 | 5070 | 3026 | 5673 | 87316 | 199211 | 769 | 232 | 1776 | MA_BOSTON
| KS_DODGE_CITY | 5353 | 4264 | 505 | 13474 | 172066 | 213658 | 1217 | 199 | 1784 | MA_WORCHESTER
| KS_GOODLAND | 6265 | 5024 | 7 | 7252 | 94618 | 255013 | 617 | 231 | 1801 | MA_BOSTON
| KS_TOPEKA | 5324 | 4231 | 5053 | 11580 | 147763 | 186566 | 1305 | 201 | 2019 | RI_PROVIDENCE
| KS_WICHITA | 4905 | 3835 | 2497 | 16598 | 180000 | 194250 | 1534 | 197 | 2020 | MA_BOSTON
| KY_COVINGTON | 5179 | 4083 | 2435 | 6637 | 123868 | 162684 | 912 | 196 | 2031 | RI_PROVIDENCE
| KY_LEXINGTON | 4986 | 3908 | 1747 | 5739 | 113842 | 179868 | 798 | 205 | 2032 | MA_BOSTON
| KY_LOUISVILLE | 4441 | 3403 | 3792 | 10167 | 160763 | 162447 | 1329 | 188 | 2038 | RI_PROVIDENCE
| LA_BATON_ROUGE | 1649 | 1015 | 13995 | 20251 | 268289 | 102039 | 2559 | 104 | 2040 | MA_BOSTON
| LA_LAKE_CHARLES | 1673 | 1074 | 21149 | 21053 | 278908 | 93645 | 2815 | 100 | 2048 | RI_PROVIDENCE
| LA_NEW_ORLEANS | 1460 | 881 | 19141 | 21682 | 261237 | 94342 | 2753 | 98 | 2050 | MA_BOSTON
| LA_SHREVEPORT | 2215 | 1515 | 12001 | 19763 | 249211 | 117474 | 2273 | 126 | 2053 | MA_WORCHESTER
| MA_BOSTON | 5833 | 4588 | 201 | 2992 | 60592 | 206276 | 422 | 232 | 2054 | MA_BOSTON
| MA_WORCHESTER | 6951 | 5575 | 803 | 1923 | 37408 | 226079 | 273 | 248 | 2070 | RI_PROVIDENCE
| MD_BALTIMORE | 4907 | 3812 | 4210 | 8368 | 118421 | 183592 | 981 | 204 | 2071 | MA_BOSTON
| ME_CARIBOU | 9527 | 7966 | 37 | 254 | 4816 | 268329 | 32 | 297 | 2093 | RI_PROVIDENCE
| ME_PORTLAND | 7438 | 6040 | 477 | 1492 | 33474 | 238868 | 212 | 257 | 2101 | MA_BOSTON
| MI_ALPENA | 8458 | 6964 | 44 | 582 | 10829 | 257526 | 68 | 276 | 2330 | RI_PROVIDENCE
| MI_DETROIT | 6717 | 5412 | 914 | 2967 | 54382 | 216447 | 404 | 250 | 2331 | MA_BOSTON
| MI_FLINT | 6968 | 5642 | 524 | 2344 | 48329 | 207724 | 349 | 246 | 2344 | RI_PROVIDENCE
| MI_GRAND_RAPIDS | 7149 | 5839 | 466 | 2383 | 47645 | 208197 | 328 | 246 | 2345 | MA_BOSTON
| MI_HOUGHTON | 8554 | 7054 | 326 | 668 | 17158 | 239184 | 115 | 277 | 2346 | RI_PROVIDENCE
| MI_LANSING | 7119 | 5825 | 966 | 2897 | 59066 | 209724 | 425 | 243 | 2350 | MA_BOSTON
| MI_MUSKEGON | 7027 | 5729 | 194 | 1706 | 45605 | 201618 | 295 | 238 | 2366 | RI_PROVIDENCE
| MI_SAULT_STE_MARIE | 9145 | 7571 | 77 | 109 | 3303 | 275579 | 20 | 294 | 2367 | MA_BOSTON
| MI_TRAVERSE_CITY | 7784 | 6408 | 569 | 2460 | 45868 | 219461 | 345 | 256 | 2532 | RI_PROVIDENCE
| MN_DULUTH | 10207 | 8615 | 189 | 798 | 15487 | 290763 | 118 | 301 | 2631 | MA_BOSTON
| MN_INTERNATIONAL_FALLS | 10460 | 8900 | 145 | 541 | 11382 | 253013 | 75 | 289 | 2632 | RI_PROVIDENCE
| MN_MINNEAPOLIS | 7995 | 6717 | 1720 | 3866 | 66816 | 198289 | 526 | 236 | 2633 | MA_BOSTON
| MN_ROCHESTER | 8259 | 6951 | 634 | 2293 | 51816 | 214013 | 332 | 246 | 2634 | RI_PROVIDENCE
| MN_SAINT_CLOUD | 8984 | 7575 | 1129 | 2482 | 42092 | 228211 | 331 | 257 | 2637 | MA_BOSTON
| MO_COLUMBIA | 5114 | 4052 | 3681 | 10521 | 158645 | 169329 | 1138 | 190 | 2639 | RI_PROVIDENCE
| MO_KANSAS_CITY | 5147 | 4090 | 6024 | 12992 | 160171 | 172961 | 1495 | 194 | 2641 | MA_BOSTON
| MO_SPRINGFIELD | 4688 | 3654 | 4464 | 10978 | 161645 | 171447 | 1228 | 189 | 2644 | RI_PROVIDENCE
| MO_ST_LOUIS | 5011 | 3974 | 5016 | 12844 | 164921 | 164263 | 1468 | 190 | 2645 | MA_BOSTON
| MS_JACKSON | 2499 | 1744 | 11007 | 18769 | 251632 | 136934 | 2107 | 136 | 2647 | RI_PROVIDENCE
| MS_MERIDIAN | 2583 | 1769 | 8649 | 16123 | 218329 | 137579 | 1695 | 141 | 2650 | MA_BOSTON
| MT_BILLINGS | 7091 | 5743 | 0 | 4300 | 70803 | 236539 | 439 | 251 | 2655 | RI_PROVIDENCE
| MT_CUT_BANK | 8673 | 7047 | 0 | 151 | 4184 | 300039 | 19 | 304 | 2657 | MA_BOSTON
| MT_GLASGOW | 8680 | 7314 | 0 | 3180 | 51461 | 214513 | 347 | 256 | 2664 | RI_PROVIDENCE
| MT_GREAT_FALLS | 7753 | 6336 | 0 | 1345 | 31974 | 239092 | 176 | 264 | 2666 | MA_BOSTON
| MT_HELENA | 7813 | 6350 | 0 | 1114 | 19750 | 264513 | 115 | 281 | 2668 | RI_PROVIDENCE
| MT_KALISPELL | 8307 | 6724 | 0 | 57 | 2013 | 263395 | 8 | 296 | 2669 | MA_BOSTON
| MT_LEWISTOWN | 8344 | 6847 | 0 | 240 | 7579 | 263382 | 34 | 279 | 2670 | RI_PROVIDENCE
| MT_MILES_CITY | 7796 | 6432 | 3 | 5099 | 68250 | 236224 | 469 | 257 | 2671 | MA_BOSTON
| MT_MISSOULA | 7870 | 6405 | 0 | 345 | 8066 | 243592 | 39 | 279 | 2672 | RI_PROVIDENCE
| NC_ASHEVILLE | 4499 | 3379 | 700 | 3321 | 79684 | 205447 | 462 | 203 | 2675 | MA_BOSTON
| NC_CAPE_HATTERAS | 2637 | 1747 | 11023 | 7944 | 123882 | 145842 | 1385 | 152 | 2702 | RI_PROVIDENCE
| NC_CHARLOTTE | 3411 | 2491 | 4010 | 10869 | 177921 | 158171 | 1412 | 165 | 3031 | NH_CONCORD
| NC_GREENSBORO | 4083 | 3062 | 4192 | 7884 | 137737 | 166645 | 1033 | 174 | 3071 | MA_WORCHESTER
| NC_RALEIGH | 3542 | 2565 | 4706 | 9694 | 158171 | 177408 | 1162 | 181 | 3073 | NH_CONCORD
| NC_WILMINGTON | 2654 | 1839 | 12480 | 14100 | 201566 | 137263 | 1905 | 141 | 3076 | MA_BOSTON
| ND_BISMARCK | 8682 | 7295 | 261 | 2324 | 45276 | 239947 | 262 | 263 | 3077 | NH_CONCORD
| ND_FARGO | 9078 | 7693 | 856 | 3329 | 50776 | 230658 | 380 | 262 | 3079 | MA_BOSTON
| ND_MINOT | 9108 | 7721 | 107 | 1353 | 29947 | 230658 | 172 | 265 | 3082 | NH_CONCORD
| NE_GRAND_ISLAND | 6429 | 5258 | 1044 | 6999 | 116711 | 206197 | 767 | 215 | 3441 | MA_WORCHESTER
| NE_NORFOLK | 6873 | 5639 | 909 | 8560 | 123921 | 209513 | 901 | 228 | 3442 | NH_CONCORD
| NE_NORTH_PLATTE | 6804 | 5526 | 147 | 6475 | 85000 | 247316 | 593 | 241 | 3443 | MA_WORCHESTER
| NE_OMAHA | 6044 | 4902 | 3866 | 8672 | 124961 | 175697 | 1009 | 203 | 3444 | NH_CONCORD
| NE_SCOTTSBLUFF | 6453 | 5181 | 22 | 3666 | 56276 | 232868 | 324 | 236 | 3447 | MA_WORCHESTER
| NH_CONCORD | 7664 | 6280 | 208 | 1945 | 32539 | 237132 | 218 | 254 | 3448 | NH_CONCORD
| NJ_ATLANTIC_CITY | 5254 | 4058 | 2811 | 6090 | 87434 | 199737 | 734 | 217 | 3451 | MA_WORCHESTER
| NJ_NEWARK | 5114 | 3998 | 1819 | 6882 | 110224 | 177000 | 973 | 209 | 3452 | NH_CONCORD
| NM_ALBUQUERQUE | 4356 | 3321 | 0 | 9140 | 170803 | 245868 | 969 | 196 | 3461 | MA_WORCHESTER
| NM_TUCUMCARI | 3962 | 2923 | 0 | 13683 | 213763 | 227197 | 1345 | 193 | 3462 | NH_CONCORD
| NV_ELKO | 7235 | 5818 | 0 | 576 | 10763 | 294539 | 58 | 267 | 3465 | MA_WORCHESTER
| NV_ELY | 8048 | 6533 | 0 | 210 | 5882 | 360066 | 26 | 285 | 3467 | NH_CONCORD
| NV_LAS_VEGAS | 2286 | 1441 | 2 | 43084 | 338724 | 160987 | 2941 | 147 | 3470 | MA_WORCHESTER
| NV_RENO | 5760 | 4387 | 0 | 544 | 9342 | 303724 | 49 | 255 | 3561 | VT_BURLINGTON
| NV_TONOPAH | 5364 | 4142 | 0 | 4997 | 80171 | 266684 | 477 | 225 | 3570 | ME_PORTLAND
| NV_WINNEMUCCA | 6428 | 5047 | 0 | 3194 | 39605 | 287829 | 243 | 261 | 3574 | VT_BURLINGTON
| NY_ALBANY | 7079 | 5792 | 660 | 2956 | 55079 | 208118 | 373 | 241 | 3575 | ME_PORTLAND
| NY_BINGHAMTON | 7537 | 6099 | 199 | 893 | 24658 | 236592 | 153 | 263 | 3576 | VT_BURLINGTON
| NY_BUFFALO | 6704 | 5386 | 390 | 2267 | 53197 | 196500 | 360 | 237 | 3579 | ME_PORTLAND
| NY_MASSENA | 8476 | 7052 | 492 | 1505 | 27276 | 231711 | 196 | 262 | 3580 | NH_CONCORD
| NY_NEW_YORK_CITY | 5083 | 3928 | 1189 | 5092 | 85355 | 184553 | 791 | 213 | 3581 | ME_PORTLAND
| NY_ROCHESTER | 6724 | 5435 | 698 | 3515 | 59987 | 196118 | 452 | 238 | 3582 | VT_BURLINGTON
| NY_SYRACUSE | 7030 | 5661 | 1279 | 3138 | 51921 | 213303 | 417 | 249 | 3583 | ME_PORTLAND
| OH_AKRON | 6196 | 4959 | 949 | 2984 | 61237 | 194921 | 435 | 232 | 3584 | VT_BURLINGTON
| OH_CLEVELAND | 6100 | 4861 | 846 | 3511 | 66671 | 192197 | 492 | 229 | 3587 | ME_PORTLAND
| OH_COLUMBUS | 5560 | 4382 | 1215 | 5152 | 101487 | 181132 | 733 | 219 | 3590 | VT_BURLINGTON
| OH_DAYTON | 5924 | 4704 | 857 | 4130 | 84645 | 196224 | 588 | 223 | 3595 | NH_CONCORD
| OH_MANSFIELD | 6243 | 5030 | 996 | 3585 | 69382 | 184408 | 548 | 224 | 3597 | VT_BURLINGTON
| OH_TOLEDO | 6747 | 5493 | 1023 | 3504 | 66500 | 195382 | 460 | 229 | 3601 | NH_CONCORD
| OH_YOUNGSTOWN | 6690 | 5421 | 556 | 2152 | 58434 | 195395 | 356 | 236 | 3740 | VT_BURLINGTON
| OK_OKLAHOMA_CITY | 3799 | 2820 | 3111 | 18248 | 199368 | 182961 | 1769 | 178 | 3741 | NH_CONCORD
| OK_TULSA | 3809 | 2838 | 7155 | 19861 | 201974 | 163908 | 1945 | 174 | 3765 | VT_BURLINGTON
| OR_ASTORIA | 5285 | 3585 | 0 | 0 | 0 | 262500 | 0 | 307 | 3766 | NH_CONCORD
| OR_BURNS | 7061 | 5595 | 0 | 1006 | 21447 | 293276 | 113 | 274 | 3771 | VT_BURLINGTON
| OR_EUGENE | 4623 | 3213 | 0 | 309 | 5842 | 211513 | 34 | 251 | 3773 | NH_CONCORD
| OR_MEDFORD | 4825 | 3558 | 0 | 3722 | 46711 | 206605 | 278 | 230 | 3774 | VT_BURLINGTON
| OR_NORTH_BEND | 4621 | 2866 | 0 | 0 | 0 | 334066 | 0 | 314 | 3777 | NH_CONCORD
| OR_PENDLETON | 5307 | 4049 | 0 | 5775 | 77829 | 195303 | 514 | 231 | 3785 | VT_BURLINGTON
| OR_PORTLAND | 4456 | 3111 | 0 | 1256 | 25934 | 183947 | 149 | 243 | 3801 | NH_CONCORD
| OR_REDMOND | 6733 | 5207 | 0 | 146 | 4632 | 314053 | 17 | 287 | 3812 | ME_PORTLAND
| OR_SALEM | 4953 | 3515 | 0 | 229 | 3711 | 226487 | 22 | 263 | 3814 | NH_CONCORD
| PA_ALLENTOWN | 5844 | 4655 | 842 | 3935 | 87303 | 182697 | 575 | 216 | 3817 | ME_PORTLAND
| PA_BRADFORD | 8251 | 6747 | 106 | 193 | 5697 | 265921 | 36 | 278 | 3819 | NH_CONCORD
| PA_ERIE | 6753 | 5434 | 768 | 1537 | 32118 | 207868 | 258 | 240 | 3830 | ME_PORTLAND
| PA_HARRISBURG | 5470 | 4304 | 2031 | 6702 | 95053 | 190118 | 868 | 217 | 3833 | NH_CONCORD
| PA_PHILADELPHIA | 5180 | 4073 | 2780 | 6686 | 114855 | 179211 | 944 | 206 | 3836 | ME_PORTLAND
| PA_PITTSBURGH | 5992 | 4752 | 949 | 4063 | 82684 | 193987 | 569 | 229 | 3837 | NH_CONCORD
| PA_WILKES-BARRE | 6684 | 5394 | 1047 | 2798 | 52316 | 201934 | 382 | 238 | 3838 | ME_PORTLAND
| PA_WILLIAMSPORT | 6081 | 4857 | 1153 | 3757 | 81289 | 182934 | 528 | 223 | 3839 | NH_CONCORD
| PI_GUAM | 0 | 0 | 67107 | 41872 | 524355 | 0 | 7622 | 0 | 3845 | ME_PORTLAND
| PR_SAN_JUAN | 0 | 0 | 43183 | 44920 | 536066 | 0 | 7024 | 0 | 3848 | NH_CONCORD
| RI_PROVIDENCE | 5967 | 4664 | 1136 | 3546 | 65684 | 208026 | 518 | 235 | 3849 | ME_PORTLAND
| SC_CHARLESTON | 2203 | 1454 | 9988 | 14451 | 219079 | 134500 | 1930 | 131 | 3850 | NH_CONCORD
| SC_COLUMBIA | 2759 | 1914 | 7397 | 15984 | 211671 | 151474 | 1762 | 153 | 3852 | ME_PORTLAND
| SC_GREENVILLE | 3400 | 2407 | 3930 | 10389 | 177368 | 180632 | 1312 | 179 | 3853 | NH_CONCORD
| SD_HURON | 8239 | 6916 | 883 | 3217 | 56408 | 212671 | 351 | 239 | 3860 | ME_PORTLAND
| SD_PIERRE | 7220 | 5936 | 414 | 6516 | 79079 | 220316 | 582 | 241 | 3862 | NH_CONCORD
| SD_RAPID_CITY | 7314 | 5939 | 19 | 3556 | 58368 | 257066 | 363 | 257 | 3865 | MA_BOSTON
| SD_SIOUX_FALLS | 7849 | 6529 | 987 | 7660 | 95592 | 215171 | 725 | 240 | 3866 | NH_CONCORD
| TN_BRISTOL | 4340 | 3207 | 1182 | 5660 | 121684 | 193882 | 737 | 207 | 3875 | ME_PORTLAND
| TN_CHATTANOOGA | 3538 | 2595 | 5029 | 13315 | 170066 | 151776 | 1441 | 168 | 3878 | NH_CONCORD
| TN_KNOXVILLE | 3660 | 2691 | 4428 | 9408 | 171974 | 152066 | 1278 | 169 | 3882 | ME_PORTLAND
| TN_MEMPHIS | 3103 | 2227 | 9918 | 18965 | 226724 | 145684 | 2196 | 158 | 3883 | NH_CONCORD
| TN_NASHVILLE | 4031 | 3084 | 5899 | 15349 | 188132 | 158263 | 1632 | 174 | 3902 | ME_PORTLAND
| TX_ABILENE | 2589 | 1818 | 1573 | 24120 | 248237 | 131039 | 2254 | 126 | 3903 | NH_CONCORD
| TX_AMARILLO | 4656 | 3572 | 12 | 11983 | 172474 | 227645 | 1174 | 196 | 3906 | ME_PORTLAND
| TX_AUSTIN | 1632 | 1112 | 12325 | 28228 | 290342 | 91974 | 3044 | 93 | 3908 | NH_CONCORD
| TX_BROWNSVILLE | 657 | 333 | 29306 | 32582 | 358171 | 48079 | 4141 | 51 | 3909 | ME_PORTLAND
| TX_CORPUS_CHRISTI | 882 | 451 | 30660 | 30715 | 305526 | 59934 | 3655 | 64 | 4413 | ME_CARIBOU
| TX_EL_PASO | 2595 | 1718 | 37 | 22868 | 265184 | 195039 | 2108 | 154 | 4416 | ME_PORTLAND
| TX_FORT_WORTH | 2295 | 1551 | 7517 | 24852 | 261539 | 132776 | 2487 | 134 | 4417 | ME_CARIBOU
| TX_HOUSTON | 1551 | 1018 | 18494 | 24524 | 281711 | 85776 | 2943 | 93 | 4419 | ME_PORTLAND
| TX_LUBBOCK | 3437 | 2474 | 99 | 13667 | 201961 | 186697 | 1431 | 166 | 4424 | ME_CARIBOU
| TX_LUFKIN | 1897 | 1243 | 14697 | 22393 | 262066 | 105276 | 2437 | 110 | 4426 | ME_PORTLAND
| TX_MIDLAND | 2768 | 1922 | 156 | 21153 | 256079 | 172921 | 1884 | 147 | 4430 | ME_CARIBOU
| TX_PORT_ARTHUR | 1553 | 938 | 23083 | 23037 | 275737 | 98408 | 2937 | 106 | 4431 | ME_PORTLAND
| TX_SAN_ANGELO | 2655 | 1894 | 1099 | 22107 | 248697 | 142066 | 2124 | 131 | 4441 | ME_CARIBOU
| TX_SAN_ANTONIO | 1678 | 1080 | 13155 | 27337 | 293184 | 105579 | 3068 | 103 | 4443 | ME_PORTLAND
| TX_VICTORIA | 1125 | 653 | 21904 | 26355 | 275816 | 72645 | 3122 | 77 | 4448 | ME_CARIBOU
| TX_WACO | 2081 | 1382 | 8469 | 26067 | 249737 | 121697 | 2505 | 120 | 4449 | ME_PORTLAND
| TX_WICHITA_FALLS | 3059 | 2220 | 4928 | 26456 | 236974 | 152342 | 2228 | 149 | 4451 | ME_CARIBOU
| UT_CEDAR_CITY | 6054 | 4787 | 0 | 5323 | 86803 | 269079 | 504 | 229 | 4456 | ME_PORTLAND
| UT_SALT_LAKE_CITY | 5632 | 4374 | 0 | 10582 | 143000 | 242079 | 964 | 236 | 4457 | ME_CARIBOU
| VA_LYNCHBURG | 4448 | 3381 | 1595 | 7210 | 139316 | 187263 | 959 | 193 | 4461 | ME_PORTLAND
| VA_NORFOLK | 3494 | 2529 | 6190 | 9533 | 141868 | 148803 | 1312 | 169 | 4462 | ME_CARIBOU
| VA_RICHMOND | 4088 | 3056 | 4912 | 8796 | 144474 | 176132 | 1150 | 189 | 4464 | ME_PORTLAND
| VA_ROANOKE | 4215 | 3164 | 1740 | 6635 | 116632 | 180539 | 889 | 192 | 4467 | ME_CARIBOU
| VA_STERLING | 5228 | 4070 | 2778 | 7193 | 116763 | 196526 | 869 | 213 | 4468 | ME_PORTLAND
| VT_BURLINGTON | 7895 | 6516 | 767 | 2175 | 40855 | 223605 | 297 | 258 | 4471 | ME_CARIBOU
| WA_OLYMPIA | 5483 | 3930 | 0 | 147 | 1763 | 219224 | 13 | 282 | 4472 | ME_PORTLAND
| WA_QUILLAYUTE | 5898 | 4135 | 0 | 0 | 0 | 273895 | 0 | 331 | 4475 | ME_CARIBOU
| WA_SEATTLE | 4860 | 3377 | 0 | 524 | 8947 | 198868 | 63 | 265 | 4476 | ME_PORTLAND
| WA_SPOKANE | 6880 | 5426 | 0 | 3592 | 50658 | 241329 | 325 | 273 | 4478 | ME_CARIBOU
| WA_YAKIMA | 6058 | 4670 | 0 | 2290 | 39105 | 243605 | 235 | 264 | 4479 | ME_PORTLAND
| WI_EAU_CLAIRE | 8493 | 7169 | 1009 | 2613 | 44645 | 210092 | 332 | 247 | 4481 | ME_CARIBOU
| WI_GREEN_BAY | 8278 | 6908 | 720 | 2169 | 46118 | 224974 | 300 | 253 | 4485 | ME_PORTLAND
| WI_LA_CROSSE | 7664 | 6411 | 1649 | 3457 | 65066 | 196605 | 480 | 233 | 4487 | ME_CARIBOU
| WI_MADISON | 7494 | 6153 | 728 | 3267 | 51026 | 228263 | 380 | 249 | 4488 | ME_PORTLAND
| WI_MILWAUKEE | 7525 | 6157 | 975 | 2546 | 52066 | 234934 | 335 | 256 | 4490 | ME_CARIBOU
| WV_CHARLESTON | 4625 | 3542 | 1750 | 4969 | 95355 | 169276 | 664 | 198 | 4496 | ME_PORTLAND
| WV_ELKINS | 6285 | 4938 | 679 | 1082 | 35605 | 223316 | 197 | 247 | 4497 | ME_CARIBOU
| WV_HUNTINGTON | 4492 | 3422 | 2569 | 5809 | 106776 | 161474 | 773 | 191 | 4530 | ME_PORTLAND
| WY_CASPER | 7704 | 6261 | 0 | 1634 | 22474 | 285395 | 147 | 269 | 4619 | ME_CARIBOU
| WY_CHEYENNE | 7326 | 5877 | 0 | 659 | 17461 | 291645 | 97 | 268 | 4622 | ME_PORTLAND
| WY_LANDER | 7761 | 6374 | 0 | 1295 | 33553 | 277382 | 169 | 254 | 4626 | ME_CARIBOU
| WY_ROCK_SPRINGS | 8368 | 6894 | 0 | 178 | 6553 | 326750 | 26 | 282 | 4627 | ME_PORTLAND
| WY_SHERIDAN | 7685 | 6274 | 0 | 1672 | 25184 | 264092 | 172 | 264 | 4628 | ME_CARIBOU
[10 empty] | 4629 | ME_PORTLAND
[10 empty] | 4630 | ME_CARIBOU
[10 empty] | 4634 | ME_PORTLAND
[10 empty] | 4637 | ME_CARIBOU
[10 empty] | 4640 | ME_PORTLAND
[10 empty] | 4652 | ME_CARIBOU
[10 empty] | 4653 | ME_PORTLAND
[10 empty] | 4654 | ME_CARIBOU
[10 empty] | 4656 | ME_PORTLAND
[10 empty] | 4657 | ME_CARIBOU
[10 empty] | 4658 | ME_PORTLAND
[10 empty] | 4666 | ME_CARIBOU
[10 empty] | 4669 | ME_PORTLAND
[10 empty] | 4671 | ME_CARIBOU
[10 empty] | 4672 | ME_PORTLAND
[10 empty] | 4686 | ME_CARIBOU
[10 empty] | 4690 | ME_PORTLAND
[10 empty] | 4691 | ME_CARIBOU
[10 empty] | 4693 | ME_PORTLAND
[10 empty] | 4694 | ME_CARIBOU
[10 empty] | 4841 | ME_PORTLAND
[10 empty] | 4945 | ME_CARIBOU
[10 empty] | 4947 | ME_PORTLAND
[10 empty] | 5001 | NH_CONCORD
[10 empty] | 5031 | VT_BURLINGTON
[10 empty] | 5034 | NH_CONCORD
[10 empty] | 5035 | VT_BURLINGTON
[10 empty] | 5037 | NH_CONCORD
[10 empty] | 5038 | VT_BURLINGTON
[10 empty] | 5043 | NH_CONCORD
[10 empty] | 5046 | VT_BURLINGTON
[10 empty] | 5047 | NH_CONCORD
[10 empty] | 5050 | VT_BURLINGTON
[10 empty] | 5052 | NH_CONCORD
[10 empty] | 5053 | VT_BURLINGTON
[10 empty] | 5054 | NH_CONCORD
[10 empty] | 5058 | VT_BURLINGTON
[10 empty] | 5059 | NH_CONCORD
[10 empty] | 5060 | VT_BURLINGTON
[10 empty] | 5062 | NH_CONCORD
[10 empty] | 5065 | VT_BURLINGTON
[10 empty] | 5067 | NH_CONCORD
[10 empty] | 5068 | VT_BURLINGTON
[10 empty] | 5070 | NH_CONCORD
[10 empty] | 5072 | VT_BURLINGTON
[10 empty] | 5073 | NH_CONCORD
[10 empty] | 5076 | VT_BURLINGTON
[10 empty] | 5084 | NH_CONCORD
[10 empty] | 5085 | VT_BURLINGTON
[10 empty] | 5088 | NH_CONCORD
[10 empty] | 5148 | NY_ALBANY
[10 empty] | 5149 | NH_CONCORD
[10 empty] | 5152 | NY_ALBANY
[10 empty] | 5153 | NH_CONCORD
[10 empty] | 5155 | NY_ALBANY
[10 empty] | 5156 | NH_CONCORD
[10 empty] | 5161 | NY_ALBANY
[10 empty] | 5301 | MA_WORCHESTER
[10 empty] | 5340 | NY_ALBANY
[10 empty] | 5345 | NH_CONCORD
[10 empty] | 5350 | NY_ALBANY
[10 empty] | 5353 | NH_CONCORD
[10 empty] | 5354 | MA_WORCHESTER
[10 empty] | 5355 | NY_ALBANY
[10 empty] | 5357 | MA_WORCHESTER
[10 empty] | 5359 | NY_ALBANY
[10 empty] | 5401 | VT_BURLINGTON
[10 empty] | 5501 | MA_BOSTON
[10 empty] | 5601 | VT_BURLINGTON
[10 empty] | 5730 | NY_ALBANY
[10 empty] | 5731 | VT_BURLINGTON
[10 empty] | 5739 | NY_ALBANY
[10 empty] | 5740 | VT_BURLINGTON
[10 empty] | 5741 | NY_ALBANY
[10 empty] | 5743 | VT_BURLINGTON
[10 empty] | 5757 | NY_ALBANY
[10 empty] | 5758 | NH_CONCORD
[10 empty] | 5759 | VT_BURLINGTON
[10 empty] | 5761 | NY_ALBANY
[10 empty] | 5762 | VT_BURLINGTON
[10 empty] | 5764 | NY_ALBANY
[10 empty] | 5765 | VT_BURLINGTON
[10 empty] | 5768 | NY_ALBANY
[10 empty] | 5769 | VT_BURLINGTON
[10 empty] | 5773 | NY_ALBANY
[10 empty] | 5777 | VT_BURLINGTON
[10 empty] | 6001 | CT_HARTFORD
[10 empty] | 6230 | MA_WORCHESTER
[10 empty] | 6231 | CT_HARTFORD
[10 empty] | 6233 | RI_PROVIDENCE
[10 empty] | 6235 | CT_HARTFORD
[10 empty] | 6239 | RI_PROVIDENCE
[10 empty] | 6242 | MA_WORCHESTER
[10 empty] | 6243 | RI_PROVIDENCE
[10 empty] | 6244 | MA_WORCHESTER
[10 empty] | 6247 | RI_PROVIDENCE
[10 empty] | 6248 | CT_HARTFORD
[10 empty] | 6255 | MA_WORCHESTER
[10 empty] | 6256 | CT_HARTFORD
[10 empty] | 6258 | MA_WORCHESTER
[10 empty] | 6263 | RI_PROVIDENCE
[10 empty] | 6265 | CT_HARTFORD
[10 empty] | 6267 | MA_WORCHESTER
[10 empty] | 6268 | CT_HARTFORD
[10 empty] | 6277 | MA_WORCHESTER
[10 empty] | 6278 | CT_HARTFORD
[10 empty] | 6281 | MA_WORCHESTER
[10 empty] | 6320 | RI_PROVIDENCE
[10 empty] | 6333 | CT_HARTFORD
[10 empty] | 6335 | RI_PROVIDENCE
[10 empty] | 6357 | CT_HARTFORD
[10 empty] | 6359 | RI_PROVIDENCE
[10 empty] | 6370 | CT_HARTFORD
[10 empty] | 6371 | CT_BRIDGEPORT
[10 empty] | 6372 | RI_PROVIDENCE
[10 empty] | 6376 | CT_BRIDGEPORT
[10 empty] | 6377 | RI_PROVIDENCE
[10 empty] | 6401 | CT_BRIDGEPORT
[10 empty] | 6412 | CT_HARTFORD
[10 empty] | 6413 | CT_BRIDGEPORT
[10 empty] | 6414 | CT_HARTFORD
[10 empty] | 6417 | CT_BRIDGEPORT
[10 empty] | 6420 | CT_HARTFORD
[10 empty] | 6422 | CT_BRIDGEPORT
[10 empty] | 6423 | CT_HARTFORD
[10 empty] | 6426 | CT_BRIDGEPORT
[10 empty] | 6438 | CT_HARTFORD
[10 empty] | 6440 | CT_BRIDGEPORT
[10 empty] | 6441 | CT_HARTFORD
[10 empty] | 6442 | CT_BRIDGEPORT
[10 empty] | 6444 | CT_HARTFORD
[10 empty] | 6460 | CT_BRIDGEPORT
[10 empty] | 6467 | CT_HARTFORD
[10 empty] | 6468 | CT_BRIDGEPORT
[10 empty] | 6469 | CT_HARTFORD
[10 empty] | 6470 | CT_BRIDGEPORT
[10 empty] | 6474 | CT_HARTFORD
[10 empty] | 6475 | CT_BRIDGEPORT
[10 empty] | 6479 | CT_HARTFORD
[10 empty] | 6482 | CT_BRIDGEPORT
[10 empty] | 6489 | CT_HARTFORD
[10 empty] | 6490 | CT_BRIDGEPORT
[10 empty] | 6716 | CT_HARTFORD
[10 empty] | 6720 | CT_BRIDGEPORT
[10 empty] | 6750 | CT_HARTFORD
[10 empty] | 6751 | CT_BRIDGEPORT
[10 empty] | 6753 | CT_HARTFORD
[10 empty] | 6755 | CT_BRIDGEPORT
[10 empty] | 6756 | CT_HARTFORD
[10 empty] | 6762 | CT_BRIDGEPORT
[10 empty] | 6763 | CT_HARTFORD
[10 empty] | 6770 | CT_BRIDGEPORT
[10 empty] | 6778 | CT_HARTFORD
[10 empty] | 6779 | CT_BRIDGEPORT
[10 empty] | 6781 | CT_HARTFORD
[10 empty] | 6783 | CT_BRIDGEPORT
[10 empty] | 6785 | CT_HARTFORD
[10 empty] | 6793 | CT_BRIDGEPORT
[10 empty] | 6796 | CT_HARTFORD
[10 empty] | 6798 | CT_BRIDGEPORT
[10 empty] | 6830 | NY_NEW_YORK_CITY
[10 empty] | 6840 | CT_BRIDGEPORT
[10 empty] | 7001 | NJ_NEWARK
[10 empty] | 7010 | NY_NEW_YORK_CITY
[10 empty] | 7012 | NJ_NEWARK
[10 empty] | 7020 | NY_NEW_YORK_CITY
[10 empty] | 7021 | NJ_NEWARK
[10 empty] | 7022 | NY_NEW_YORK_CITY
[10 empty] | 7023 | NJ_NEWARK
[10 empty] | 7024 | NY_NEW_YORK_CITY
[10 empty] | 7027 | NJ_NEWARK
[10 empty] | 7030 | NY_NEW_YORK_CITY
[10 empty] | 7031 | NJ_NEWARK
[10 empty] | 7047 | NY_NEW_YORK_CITY
[10 empty] | 7050 | NJ_NEWARK
[10 empty] | 7055 | NY_NEW_YORK_CITY
[10 empty] | 7058 | NJ_NEWARK
[10 empty] | 7070 | NY_NEW_YORK_CITY
[10 empty] | 7071 | NJ_NEWARK
[10 empty] | 7072 | NY_NEW_YORK_CITY
[10 empty] | 7076 | NJ_NEWARK
[10 empty] | 7087 | NY_NEW_YORK_CITY
[10 empty] | 7088 | NJ_NEWARK
[10 empty] | 7093 | NY_NEW_YORK_CITY
[10 empty] | 7095 | NJ_NEWARK
[10 empty] | 7096 | NY_NEW_YORK_CITY
[10 empty] | 7097 | NJ_NEWARK
[10 empty] | 7302 | NY_NEW_YORK_CITY
[10 empty] | 7303 | NJ_NEWARK
[10 empty] | 7307 | NY_NEW_YORK_CITY
[10 empty] | 7308 | NJ_NEWARK
[10 empty] | 7310 | NY_NEW_YORK_CITY
[10 empty] | 7311 | NJ_NEWARK
[10 empty] | 7401 | NY_NEW_YORK_CITY
[10 empty] | 7403 | NJ_NEWARK
[10 empty] | 7407 | NY_NEW_YORK_CITY
[10 empty] | 7416 | NJ_NEWARK
[10 empty] | 7417 | NY_NEW_YORK_CITY
[10 empty] | 7418 | NJ_NEWARK
[10 empty] | 7421 | NY_NEW_YORK_CITY
[10 empty] | 7422 | NJ_NEWARK
[10 empty] | 7423 | NY_NEW_YORK_CITY
[10 empty] | 7424 | NJ_NEWARK
[10 empty] | 7430 | NY_NEW_YORK_CITY
[10 empty] | 7435 | NJ_NEWARK
[10 empty] | 7436 | NY_NEW_YORK_CITY
[10 empty] | 7438 | NJ_NEWARK
[10 empty] | 7446 | NY_NEW_YORK_CITY
[10 empty] | 7457 | NJ_NEWARK
[10 empty] | 7458 | NY_NEW_YORK_CITY
[10 empty] | 7460 | NJ_NEWARK
[10 empty] | 7463 | NY_NEW_YORK_CITY
[10 empty] | 7470 | NJ_NEWARK
[10 empty] | 7481 | NY_NEW_YORK_CITY
[10 empty] | 7512 | NJ_NEWARK
[10 empty] | 7513 | NY_NEW_YORK_CITY
[10 empty] | 7701 | NJ_NEWARK
[10 empty] | 7823 | PA_ALLENTOWN
[10 empty] | 7826 | NJ_NEWARK
[10 empty] | 7827 | PA_WILKES-BARRE
[10 empty] | 7828 | NJ_NEWARK
[10 empty] | 7829 | PA_ALLENTOWN
[10 empty] | 7834 | NJ_NEWARK
[10 empty] | 7838 | PA_ALLENTOWN
[10 empty] | 7842 | NJ_NEWARK
[10 empty] | 7844 | PA_ALLENTOWN
[10 empty] | 7845 | NJ_NEWARK
[10 empty] | 7846 | PA_ALLENTOWN
[10 empty] | 7847 | NJ_NEWARK
[10 empty] | 7855 | PA_ALLENTOWN
[10 empty] | 7856 | NJ_NEWARK
[10 empty] | 7863 | PA_ALLENTOWN
[10 empty] | 7866 | NJ_NEWARK
[10 empty] | 7870 | PA_ALLENTOWN
[10 empty] | 7871 | NJ_NEWARK
[10 empty] | 7875 | PA_ALLENTOWN
[10 empty] | 7876 | NJ_NEWARK
[10 empty] | 7880 | PA_ALLENTOWN
[10 empty] | 7885 | NJ_NEWARK
[10 empty] | 8001 | DE_WILMINGTON
[10 empty] | 8002 | PA_PHILADELPHIA
[10 empty] | 8005 | NJ_ATLANTIC_CITY
[10 empty] | 8007 | PA_PHILADELPHIA
[10 empty] | 8008 | NJ_ATLANTIC_CITY
[10 empty] | 8009 | PA_PHILADELPHIA
[10 empty] | 8015 | NJ_ATLANTIC_CITY
[10 empty] | 8016 | PA_PHILADELPHIA
[10 empty] | 8019 | NJ_ATLANTIC_CITY
[10 empty] | 8020 | PA_PHILADELPHIA
[10 empty] | 8023 | DE_WILMINGTON
[10 empty] | 8025 | PA_PHILADELPHIA
[10 empty] | 8037 | NJ_ATLANTIC_CITY
[10 empty] | 8038 | DE_WILMINGTON
[10 empty] | 8039 | PA_PHILADELPHIA
[10 empty] | 8050 | NJ_ATLANTIC_CITY
[10 empty] | 8051 | PA_PHILADELPHIA
[10 empty] | 8069 | DE_WILMINGTON
[10 empty] | 8071 | PA_PHILADELPHIA
[10 empty] | 8072 | DE_WILMINGTON
[10 empty] | 8073 | PA_PHILADELPHIA
[10 empty] | 8079 | DE_WILMINGTON
[10 empty] | 8080 | PA_PHILADELPHIA
[10 empty] | 8087 | NJ_ATLANTIC_CITY
[10 empty] | 8088 | PA_PHILADELPHIA
[10 empty] | 8092 | NJ_ATLANTIC_CITY
[10 empty] | 8093 | PA_PHILADELPHIA
[10 empty] | 8095 | NJ_ATLANTIC_CITY
[10 empty] | 8096 | PA_PHILADELPHIA
[10 empty] | 8098 | DE_WILMINGTON
[10 empty] | 8099 | PA_PHILADELPHIA
[10 empty] | 8201 | NJ_ATLANTIC_CITY
[10 empty] | 8302 | DE_WILMINGTON
[10 empty] | 8310 | NJ_ATLANTIC_CITY
[10 empty] | 8311 | DE_WILMINGTON
[10 empty] | 8312 | PA_PHILADELPHIA
[10 empty] | 8313 | DE_WILMINGTON
[10 empty] | 8314 | NJ_ATLANTIC_CITY
[10 empty] | 8318 | DE_WILMINGTON
[10 empty] | 8319 | NJ_ATLANTIC_CITY
[10 empty] | 8320 | DE_WILMINGTON
[10 empty] | 8321 | NJ_ATLANTIC_CITY
[10 empty] | 8322 | PA_PHILADELPHIA
[10 empty] | 8323 | DE_WILMINGTON
[10 empty] | 8324 | NJ_ATLANTIC_CITY
[10 empty] | 8328 | PA_PHILADELPHIA
[10 empty] | 8329 | NJ_ATLANTIC_CITY
[10 empty] | 8343 | PA_PHILADELPHIA
[10 empty] | 8345 | NJ_ATLANTIC_CITY
[10 empty] | 8352 | DE_WILMINGTON
[10 empty] | 8360 | NJ_ATLANTIC_CITY
[10 empty] | 8370 | PA_PHILADELPHIA
[10 empty] | 8401 | NJ_ATLANTIC_CITY
[10 empty] | 8501 | PA_PHILADELPHIA
[10 empty] | 8502 | NJ_NEWARK
[10 empty] | 8505 | PA_PHILADELPHIA
[10 empty] | 8510 | NJ_NEWARK
[10 empty] | 8511 | PA_PHILADELPHIA
[10 empty] | 8512 | NJ_NEWARK
[10 empty] | 8515 | PA_PHILADELPHIA
[10 empty] | 8520 | NJ_NEWARK
[10 empty] | 8530 | PA_ALLENTOWN
[10 empty] | 8533 | PA_PHILADELPHIA
[10 empty] | 8535 | NJ_NEWARK
[10 empty] | 8551 | PA_ALLENTOWN
[10 empty] | 8553 | NJ_NEWARK
[10 empty] | 8554 | PA_PHILADELPHIA
[10 empty] | 8555 | NJ_NEWARK
[10 empty] | 8556 | PA_ALLENTOWN
[10 empty] | 8558 | NJ_NEWARK
[10 empty] | 8559 | PA_ALLENTOWN
[10 empty] | 8560 | PA_PHILADELPHIA
[10 empty] | 8561 | NJ_NEWARK
[10 empty] | 8562 | PA_PHILADELPHIA
[10 empty] | 8570 | NJ_NEWARK
[10 empty] | 8601 | PA_PHILADELPHIA
[10 empty] | 8691 | NJ_NEWARK
[10 empty] | 8695 | PA_PHILADELPHIA
[10 empty] | 8701 | NJ_NEWARK
[10 empty] | 8721 | NJ_ATLANTIC_CITY
[10 empty] | 8723 | NJ_NEWARK
[10 empty] | 8731 | NJ_ATLANTIC_CITY
[10 empty] | 8736 | NJ_NEWARK
[10 empty] | 8739 | NJ_ATLANTIC_CITY
[10 empty] | 8742 | NJ_NEWARK
[10 empty] | 8751 | NJ_ATLANTIC_CITY
[10 empty] | 8801 | PA_ALLENTOWN
[10 empty] | 8805 | NJ_NEWARK
[10 empty] | 8808 | PA_ALLENTOWN
[10 empty] | 8810 | NJ_NEWARK
[10 empty] | 8822 | PA_ALLENTOWN
[10 empty] | 8823 | NJ_NEWARK
[10 empty] | 8825 | PA_ALLENTOWN
[10 empty] | 8828 | NJ_NEWARK
[10 empty] | 8829 | PA_ALLENTOWN
[10 empty] | 8830 | NJ_NEWARK
[10 empty] | 8833 | PA_ALLENTOWN
[10 empty] | 8835 | NJ_NEWARK
[10 empty] | 8848 | PA_ALLENTOWN
[10 empty] | 8850 | NJ_NEWARK
[10 empty] | 8865 | PA_ALLENTOWN
[10 empty] | 8869 | NJ_NEWARK
[10 empty] | 8885 | PA_ALLENTOWN
[10 empty] | 8888 | NJ_NEWARK
[10 empty] | 10001 | NY_NEW_YORK_CITY
[10 empty] | 10301 | NJ_NEWARK
[10 empty] | 10451 | NY_NEW_YORK_CITY
[10 empty] | 10501 | CT_BRIDGEPORT
[10 empty] | 10502 | NY_NEW_YORK_CITY
[10 empty] | 10505 | CT_BRIDGEPORT
[10 empty] | 10510 | NY_NEW_YORK_CITY
[10 empty] | 10512 | CT_BRIDGEPORT
[10 empty] | 10514 | NY_NEW_YORK_CITY
[10 empty] | 10518 | CT_BRIDGEPORT
[10 empty] | 10520 | NY_NEW_YORK_CITY
[10 empty] | 10526 | CT_BRIDGEPORT
[10 empty] | 10528 | NY_NEW_YORK_CITY
[10 empty] | 10535 | CT_BRIDGEPORT
[10 empty] | 10537 | NY_NEW_YORK_CITY
[10 empty] | 10540 | CT_BRIDGEPORT
[10 empty] | 10543 | NY_NEW_YORK_CITY
[10 empty] | 10560 | CT_BRIDGEPORT
[10 empty] | 10562 | NY_NEW_YORK_CITY
[10 empty] | 10576 | CT_BRIDGEPORT
[10 empty] | 10577 | NY_NEW_YORK_CITY
[10 empty] | 10578 | CT_BRIDGEPORT
[10 empty] | 10580 | NY_NEW_YORK_CITY
[10 empty] | 10587 | CT_BRIDGEPORT
[10 empty] | 10591 | NY_NEW_YORK_CITY
[10 empty] | 10597 | CT_BRIDGEPORT
[10 empty] | 10601 | NY_NEW_YORK_CITY
[10 empty] | 10969 | NJ_NEWARK
[10 empty] | 10970 | NY_NEW_YORK_CITY
[10 empty] | 10988 | NJ_NEWARK
[10 empty] | 10989 | NY_NEW_YORK_CITY
[10 empty] | 10998 | NJ_NEWARK
[10 empty] | 11001 | NY_NEW_YORK_CITY
[10 empty] | 11204 | NJ_NEWARK
[10 empty] | 11205 | NY_NEW_YORK_CITY
[10 empty] | 11209 | NJ_NEWARK
[10 empty] | 11210 | NY_NEW_YORK_CITY
[10 empty] | 11214 | NJ_NEWARK
[10 empty] | 11215 | NY_NEW_YORK_CITY
[10 empty] | 11219 | NJ_NEWARK
[10 empty] | 11221 | NY_NEW_YORK_CITY
[10 empty] | 11223 | NJ_NEWARK
[10 empty] | 11225 | NY_NEW_YORK_CITY
[10 empty] | 11228 | NJ_NEWARK
[10 empty] | 11229 | NY_NEW_YORK_CITY
[10 empty] | 11232 | NJ_NEWARK
[10 empty] | 11233 | NY_NEW_YORK_CITY
[10 empty] | 11252 | NJ_NEWARK
[10 empty] | 11254 | NY_NEW_YORK_CITY
[10 empty] | 11703 | CT_BRIDGEPORT
[10 empty] | 11704 | NY_NEW_YORK_CITY
[10 empty] | 11705 | CT_BRIDGEPORT
[10 empty] | 11708 | NY_NEW_YORK_CITY
[10 empty] | 11713 | CT_BRIDGEPORT
[10 empty] | 11714 | NY_NEW_YORK_CITY
[10 empty] | 11715 | CT_BRIDGEPORT
[10 empty] | 11726 | NY_NEW_YORK_CITY
[10 empty] | 11727 | CT_BRIDGEPORT
[10 empty] | 11732 | NY_NEW_YORK_CITY
[10 empty] | 11733 | CT_BRIDGEPORT
[10 empty] | 11735 | NY_NEW_YORK_CITY
[10 empty] | 11738 | CT_BRIDGEPORT
[10 empty] | 11753 | NY_NEW_YORK_CITY
[10 empty] | 11754 | CT_BRIDGEPORT
[10 empty] | 11756 | NY_NEW_YORK_CITY
[10 empty] | 11760 | CT_BRIDGEPORT
[10 empty] | 11762 | NY_NEW_YORK_CITY
[10 empty] | 11763 | CT_BRIDGEPORT
[10 empty] | 11765 | NY_NEW_YORK_CITY
[10 empty] | 11766 | CT_BRIDGEPORT
[10 empty] | 11771 | NY_NEW_YORK_CITY
[10 empty] | 11772 | CT_BRIDGEPORT
[10 empty] | 11773 | NY_NEW_YORK_CITY
[10 empty] | 11776 | CT_BRIDGEPORT
[10 empty] | 11783 | NY_NEW_YORK_CITY
[10 empty] | 11784 | CT_BRIDGEPORT
[10 empty] | 11791 | NY_NEW_YORK_CITY
[10 empty] | 11792 | CT_BRIDGEPORT
[10 empty] | 11793 | NY_NEW_YORK_CITY
[10 empty] | 11794 | CT_BRIDGEPORT
[10 empty] | 11797 | NY_NEW_YORK_CITY
[10 empty] | 11798 | CT_BRIDGEPORT
[10 empty] | 11801 | NY_NEW_YORK_CITY
[10 empty] | 11901 | CT_BRIDGEPORT
[10 empty] | 11954 | RI_PROVIDENCE
[10 empty] | 11955 | CT_BRIDGEPORT
[10 empty] | 12007 | NY_ALBANY
[10 empty] | 12420 | NY_NEW_YORK_CITY
[10 empty] | 12421 | NY_ALBANY
[10 empty] | 12428 | NY_NEW_YORK_CITY
[10 empty] | 12429 | CT_BRIDGEPORT
[10 empty] | 12430 | NY_ALBANY
[10 empty] | 12435 | PA_WILKES-BARRE
[10 empty] | 12436 | NY_ALBANY
[10 empty] | 12458 | NY_NEW_YORK_CITY
[10 empty] | 12459 | NY_ALBANY
[10 empty] | 12483 | NY_NEW_YORK_CITY
[10 empty] | 12484 | NY_ALBANY
[10 empty] | 12489 | NY_NEW_YORK_CITY
[10 empty] | 12490 | NY_ALBANY
[10 empty] | 12493 | CT_BRIDGEPORT
[10 empty] | 12494 | NY_ALBANY
[10 empty] | 12501 | CT_HARTFORD
[10 empty] | 12502 | NY_ALBANY
[10 empty] | 12503 | CT_HARTFORD
[10 empty] | 12504 | NY_ALBANY
[10 empty] | 12506 | CT_HARTFORD
[10 empty] | 12507 | NY_ALBANY
[10 empty] | 12508 | CT_BRIDGEPORT
[10 empty] | 12513 | NY_ALBANY
[10 empty] | 12514 | CT_HARTFORD
[10 empty] | 12515 | CT_BRIDGEPORT
[10 empty] | 12516 | CT_HARTFORD
[10 empty] | 12518 | NY_NEW_YORK_CITY
[10 empty] | 12521 | NY_ALBANY
[10 empty] | 12522 | CT_BRIDGEPORT
[10 empty] | 12523 | NY_ALBANY
[10 empty] | 12524 | CT_BRIDGEPORT
[10 empty] | 12525 | NY_NEW_YORK_CITY
[10 empty] | 12526 | NY_ALBANY
[10 empty] | 12527 | CT_BRIDGEPORT
[10 empty] | 12529 | NY_ALBANY
[10 empty] | 12531 | CT_BRIDGEPORT
[10 empty] | 12534 | NY_ALBANY
[10 empty] | 12537 | CT_BRIDGEPORT
[10 empty] | 12541 | NY_ALBANY
[10 empty] | 12542 | CT_BRIDGEPORT
[10 empty] | 12543 | NY_NEW_YORK_CITY
[10 empty] | 12544 | NY_ALBANY
[10 empty] | 12545 | CT_BRIDGEPORT
[10 empty] | 12546 | CT_HARTFORD
[10 empty] | 12547 | CT_BRIDGEPORT
[10 empty] | 12549 | NY_NEW_YORK_CITY
[10 empty] | 12561 | CT_BRIDGEPORT
[10 empty] | 12565 | NY_ALBANY
[10 empty] | 12566 | NY_NEW_YORK_CITY
[10 empty] | 12567 | CT_HARTFORD
[10 empty] | 12568 | NY_NEW_YORK_CITY
[10 empty] | 12569 | CT_BRIDGEPORT
[10 empty] | 12571 | NY_ALBANY
[10 empty] | 12575 | NY_NEW_YORK_CITY
[10 empty] | 12578 | CT_BRIDGEPORT
[10 empty] | 12581 | CT_HARTFORD
[10 empty] | 12582 | CT_BRIDGEPORT
[10 empty] | 12583 | NY_ALBANY
[10 empty] | 12584 | NY_NEW_YORK_CITY
[10 empty] | 12585 | CT_BRIDGEPORT
[10 empty] | 12586 | NY_NEW_YORK_CITY
[10 empty] | 12590 | CT_BRIDGEPORT
[10 empty] | 12592 | CT_HARTFORD
[10 empty] | 12594 | CT_BRIDGEPORT
[10 empty] | 12701 | PA_WILKES-BARRE
[10 empty] | 12721 | NY_NEW_YORK_CITY
[10 empty] | 12723 | PA_WILKES-BARRE
[10 empty] | 12725 | NY_ALBANY
[10 empty] | 12726 | PA_WILKES-BARRE
[10 empty] | 12739 | NJ_NEWARK
[10 empty] | 12740 | PA_WILKES-BARRE
[10 empty] | 12746 | NJ_NEWARK
[10 empty] | 12747 | PA_WILKES-BARRE
[10 empty] | 12769 | NY_NEW_YORK_CITY
[10 empty] | 12770 | PA_WILKES-BARRE
[10 empty] | 12771 | NJ_NEWARK
[10 empty] | 12775 | PA_WILKES-BARRE
[10 empty] | 12781 | NY_NEW_YORK_CITY
[10 empty] | 12782 | NY_ALBANY
[10 empty] | 12783 | PA_WILKES-BARRE
[10 empty] | 12785 | NY_NEW_YORK_CITY
[10 empty] | 12786 | PA_WILKES-BARRE
[10 empty] | 12790 | NY_NEW_YORK_CITY
[10 empty] | 12791 | PA_WILKES-BARRE
[10 empty] | 12801 | NY_ALBANY
[10 empty] | 12808 | VT_BURLINGTON
[10 empty] | 12809 | NY_ALBANY
[10 empty] | 12812 | VT_BURLINGTON
[10 empty] | 12814 | NY_ALBANY
[10 empty] | 12815 | VT_BURLINGTON
[10 empty] | 12816 | NY_ALBANY
[10 empty] | 12819 | VT_BURLINGTON
[10 empty] | 12820 | NY_ALBANY
[10 empty] | 12836 | VT_BURLINGTON
[10 empty] | 12837 | NY_ALBANY
[10 empty] | 12841 | VT_BURLINGTON
[10 empty] | 12842 | NY_ALBANY
[10 empty] | 12847 | NY_MASSENA
[10 empty] | 12848 | NY_ALBANY
[10 empty] | 12851 | VT_BURLINGTON
[10 empty] | 12853 | NY_ALBANY
[10 empty] | 12855 | VT_BURLINGTON
[10 empty] | 12859 | NY_ALBANY
[10 empty] | 12860 | VT_BURLINGTON
[10 empty] | 12862 | NY_ALBANY
[10 empty] | 12870 | VT_BURLINGTON
[10 empty] | 12871 | NY_ALBANY
[10 empty] | 12872 | VT_BURLINGTON
[10 empty] | 12873 | NY_ALBANY
[10 empty] | 12874 | VT_BURLINGTON
[10 empty] | 12878 | NY_ALBANY
[10 empty] | 12879 | VT_BURLINGTON
[10 empty] | 12884 | NY_ALBANY
[10 empty] | 12901 | VT_BURLINGTON
[10 empty] | 12914 | NY_MASSENA
[10 empty] | 12918 | VT_BURLINGTON
[10 empty] | 12920 | NY_MASSENA
[10 empty] | 12921 | VT_BURLINGTON
[10 empty] | 12922 | NY_MASSENA
[10 empty] | 12924 | VT_BURLINGTON
[10 empty] | 12926 | NY_MASSENA
[10 empty] | 12928 | VT_BURLINGTON
[10 empty] | 12930 | NY_MASSENA
[10 empty] | 12932 | VT_BURLINGTON
[10 empty] | 12937 | NY_MASSENA
[10 empty] | 12941 | VT_BURLINGTON
[10 empty] | 12945 | NY_MASSENA
[10 empty] | 12946 | VT_BURLINGTON
[10 empty] | 12949 | NY_MASSENA
[10 empty] | 12950 | VT_BURLINGTON
[10 empty] | 12953 | NY_MASSENA
[10 empty] | 12955 | VT_BURLINGTON
[10 empty] | 12957 | NY_MASSENA
[10 empty] | 12958 | VT_BURLINGTON
[10 empty] | 12965 | NY_MASSENA
[10 empty] | 12972 | VT_BURLINGTON
[10 empty] | 12973 | NY_MASSENA
[10 empty] | 12974 | VT_BURLINGTON
[10 empty] | 12976 | NY_MASSENA
[10 empty] | 12977 | VT_BURLINGTON
[10 empty] | 12980 | NY_MASSENA
[10 empty] | 12981 | VT_BURLINGTON
[10 empty] | 12986 | NY_MASSENA
[10 empty] | 12987 | VT_BURLINGTON
[10 empty] | 12995 | NY_MASSENA
[10 empty] | 12996 | VT_BURLINGTON
[10 empty] | 13020 | NY_SYRACUSE
[10 empty] | 13040 | NY_BINGHAMTON
[10 empty] | 13041 | NY_SYRACUSE
[10 empty] | 13045 | NY_BINGHAMTON
[10 empty] | 13051 | NY_SYRACUSE
[10 empty] | 13053 | NY_BINGHAMTON
[10 empty] | 13054 | NY_SYRACUSE
[10 empty] | 13062 | NY_BINGHAMTON
[10 empty] | 13063 | NY_SYRACUSE
[10 empty] | 13068 | NY_BINGHAMTON
[10 empty] | 13069 | NY_SYRACUSE
[10 empty] | 13073 | NY_BINGHAMTON
[10 empty] | 13074 | NY_SYRACUSE
[10 empty] | 13101 | NY_BINGHAMTON
[10 empty] | 13103 | NY_SYRACUSE
[10 empty] | 13124 | NY_BINGHAMTON
[10 empty] | 13126 | NY_SYRACUSE
[10 empty] | 13136 | NY_BINGHAMTON
[10 empty] | 13137 | NY_SYRACUSE
[10 empty] | 13155 | NY_BINGHAMTON
[10 empty] | 13156 | NY_SYRACUSE
[10 empty] | 13315 | NY_BINGHAMTON
[10 empty] | 13316 | NY_SYRACUSE
[10 empty] | 13317 | NY_ALBANY
[10 empty] | 13318 | NY_SYRACUSE
[10 empty] | 13320 | NY_ALBANY
[10 empty] | 13321 | NY_SYRACUSE
[10 empty] | 13326 | NY_ALBANY
[10 empty] | 13327 | NY_SYRACUSE
[10 empty] | 13329 | NY_ALBANY
[10 empty] | 13331 | NY_MASSENA
[10 empty] | 13332 | NY_SYRACUSE
[10 empty] | 13333 | NY_ALBANY
[10 empty] | 13334 | NY_SYRACUSE
[10 empty] | 13335 | NY_BINGHAMTON
[10 empty] | 13337 | NY_ALBANY
[10 empty] | 13338 | NY_SYRACUSE
[10 empty] | 13339 | NY_ALBANY
[10 empty] | 13340 | NY_SYRACUSE
[10 empty] | 13342 | NY_BINGHAMTON
[10 empty] | 13343 | NY_SYRACUSE
[10 empty] | 13348 | NY_BINGHAMTON
[10 empty] | 13350 | NY_SYRACUSE
[10 empty] | 13353 | NY_ALBANY
[10 empty] | 13354 | NY_SYRACUSE
[10 empty] | 13361 | NY_ALBANY
[10 empty] | 13362 | NY_SYRACUSE
[10 empty] | 13365 | NY_ALBANY
[10 empty] | 13367 | NY_SYRACUSE
[10 empty] | 13410 | NY_ALBANY
[10 empty] | 13411 | NY_BINGHAMTON
[10 empty] | 13413 | NY_SYRACUSE
[10 empty] | 13415 | NY_BINGHAMTON
[10 empty] | 13416 | NY_SYRACUSE
[10 empty] | 13428 | NY_ALBANY
[10 empty] | 13431 | NY_SYRACUSE
[10 empty] | 13436 | NY_MASSENA
[10 empty] | 13437 | NY_SYRACUSE
[10 empty] | 13439 | NY_BINGHAMTON
[10 empty] | 13440 | NY_SYRACUSE
[10 empty] | 13450 | NY_ALBANY
[10 empty] | 13455 | NY_SYRACUSE
[10 empty] | 13459 | NY_ALBANY
[10 empty] | 13460 | NY_BINGHAMTON
[10 empty] | 13461 | NY_SYRACUSE
[10 empty] | 13468 | NY_ALBANY
[10 empty] | 13469 | NY_SYRACUSE
[10 empty] | 13470 | NY_ALBANY
[10 empty] | 13471 | NY_SYRACUSE
[10 empty] | 13475 | NY_ALBANY
[10 empty] | 13476 | NY_SYRACUSE
[10 empty] | 13482 | NY_BINGHAMTON
[10 empty] | 13483 | NY_SYRACUSE
[10 empty] | 13488 | NY_ALBANY
[10 empty] | 13489 | NY_SYRACUSE
[10 empty] | 13607 | NY_MASSENA
[10 empty] | 13610 | NY_SYRACUSE
[10 empty] | 13613 | NY_MASSENA
[10 empty] | 13615 | NY_SYRACUSE
[10 empty] | 13617 | NY_MASSENA
[10 empty] | 13618 | NY_SYRACUSE
[10 empty] | 13621 | NY_MASSENA
[10 empty] | 13622 | NY_SYRACUSE
[10 empty] | 13623 | NY_MASSENA
[10 empty] | 13624 | NY_SYRACUSE
[10 empty] | 13625 | NY_MASSENA
[10 empty] | 13626 | NY_SYRACUSE
[10 empty] | 13630 | NY_MASSENA
[10 empty] | 13631 | NY_SYRACUSE
[10 empty] | 13633 | NY_MASSENA
[10 empty] | 13634 | NY_SYRACUSE
[10 empty] | 13635 | NY_MASSENA
[10 empty] | 13636 | NY_SYRACUSE
[10 empty] | 13639 | NY_MASSENA
[10 empty] | 13643 | NY_SYRACUSE
[10 empty] | 13645 | NY_MASSENA
[10 empty] | 13650 | NY_SYRACUSE
[10 empty] | 13652 | NY_MASSENA
[10 empty] | 13656 | NY_SYRACUSE
[10 empty] | 13658 | NY_MASSENA
[10 empty] | 13659 | NY_SYRACUSE
[10 empty] | 13660 | NY_MASSENA
[10 empty] | 13661 | NY_SYRACUSE
[10 empty] | 13662 | NY_MASSENA
[10 empty] | 13674 | NY_SYRACUSE
[10 empty] | 13675 | NY_MASSENA
[10 empty] | 13682 | NY_SYRACUSE
[10 empty] | 13683 | NY_MASSENA
[10 empty] | 13685 | NY_SYRACUSE
[10 empty] | 13687 | NY_MASSENA
[10 empty] | 13688 | NY_SYRACUSE
[10 empty] | 13690 | NY_MASSENA
[10 empty] | 13693 | NY_SYRACUSE
[10 empty] | 13694 | NY_MASSENA
[10 empty] | 13730 | NY_BINGHAMTON
[10 empty] | 13739 | NY_ALBANY
[10 empty] | 13743 | NY_BINGHAMTON
[10 empty] | 13750 | NY_ALBANY
[10 empty] | 13751 | NY_BINGHAMTON
[10 empty] | 13786 | NY_ALBANY
[10 empty] | 13787 | NY_BINGHAMTON
[10 empty] | 13788 | NY_ALBANY
[10 empty] | 13790 | NY_BINGHAMTON
[10 empty] | 13842 | NY_ALBANY
[10 empty] | 13843 | NY_BINGHAMTON
[10 empty] | 14001 | NY_BUFFALO
[10 empty] | 14020 | NY_ROCHESTER
[10 empty] | 14024 | NY_BUFFALO
[10 empty] | 14054 | NY_ROCHESTER
[10 empty] | 14055 | NY_BUFFALO
[10 empty] | 14058 | NY_ROCHESTER
[10 empty] | 14059 | NY_BUFFALO
[10 empty] | 14143 | NY_ROCHESTER
[10 empty] | 14144 | NY_BUFFALO
[10 empty] | 14166 | PA_ERIE
[10 empty] | 14167 | NY_BUFFALO
[10 empty] | 14410 | NY_ROCHESTER
[10 empty] | 14433 | NY_SYRACUSE
[10 empty] | 14435 | NY_ROCHESTER
[10 empty] | 14479 | NY_BUFFALO
[10 empty] | 14480 | NY_ROCHESTER
[10 empty] | 14521 | NY_SYRACUSE
[10 empty] | 14522 | NY_ROCHESTER
[10 empty] | 14536 | NY_BUFFALO
[10 empty] | 14537 | NY_ROCHESTER
[10 empty] | 14541 | NY_SYRACUSE
[10 empty] | 14543 | NY_ROCHESTER
[10 empty] | 14569 | NY_BUFFALO
[10 empty] | 14571 | NY_ROCHESTER
[10 empty] | 14588 | NY_SYRACUSE
[10 empty] | 14589 | NY_ROCHESTER
[10 empty] | 14590 | NY_SYRACUSE
[10 empty] | 14591 | NY_ROCHESTER
[10 empty] | 14701 | PA_BRADFORD
[10 empty] | 14710 | PA_ERIE
[10 empty] | 14711 | PA_BRADFORD
[10 empty] | 14712 | PA_ERIE
[10 empty] | 14714 | PA_BRADFORD
[10 empty] | 14716 | PA_ERIE
[10 empty] | 14717 | PA_BRADFORD
[10 empty] | 14718 | PA_ERIE
[10 empty] | 14719 | PA_BRADFORD
[10 empty] | 14722 | PA_ERIE
[10 empty] | 14723 | PA_BRADFORD
[10 empty] | 14724 | PA_ERIE
[10 empty] | 14726 | PA_BRADFORD
[10 empty] | 14728 | PA_ERIE
[10 empty] | 14729 | NY_BUFFALO
[10 empty] | 14730 | PA_BRADFORD
[10 empty] | 14735 | NY_BUFFALO
[10 empty] | 14736 | PA_ERIE
[10 empty] | 14737 | PA_BRADFORD
[10 empty] | 14744 | NY_BUFFALO
[10 empty] | 14747 | PA_BRADFORD
[10 empty] | 14752 | PA_ERIE
[10 empty] | 14753 | PA_BRADFORD
[10 empty] | 14756 | PA_ERIE
[10 empty] | 14760 | PA_BRADFORD
[10 empty] | 14767 | PA_ERIE
[10 empty] | 14770 | PA_BRADFORD
[10 empty] | 14775 | PA_ERIE
[10 empty] | 14776 | NY_BUFFALO
[10 empty] | 14778 | PA_BRADFORD
[10 empty] | 14781 | PA_ERIE
[10 empty] | 14782 | PA_BRADFORD
[10 empty] | 14784 | PA_ERIE
[10 empty] | 14786 | PA_BRADFORD
[10 empty] | 14787 | PA_ERIE
[10 empty] | 14788 | PA_BRADFORD
[10 empty] | 14801 | PA_WILLIAMSPORT
[10 empty] | 14802 | PA_BRADFORD
[10 empty] | 14804 | NY_ROCHESTER
[10 empty] | 14805 | NY_BINGHAMTON
[10 empty] | 14806 | PA_BRADFORD
[10 empty] | 14807 | NY_ROCHESTER
[10 empty] | 14812 | NY_BINGHAMTON
[10 empty] | 14813 | PA_BRADFORD
[10 empty] | 14814 | NY_BINGHAMTON
[10 empty] | 14819 | NY_ROCHESTER
[10 empty] | 14820 | PA_WILLIAMSPORT
[10 empty] | 14821 | NY_BINGHAMTON
[10 empty] | 14822 | NY_ROCHESTER
[10 empty] | 14824 | NY_BINGHAMTON
[10 empty] | 14826 | NY_ROCHESTER
[10 empty] | 14827 | NY_BINGHAMTON
[10 empty] | 14836 | NY_ROCHESTER
[10 empty] | 14838 | NY_BINGHAMTON
[10 empty] | 14839 | PA_BRADFORD
[10 empty] | 14840 | NY_ROCHESTER
[10 empty] | 14841 | NY_BINGHAMTON
[10 empty] | 14842 | NY_ROCHESTER
[10 empty] | 14844 | NY_BINGHAMTON
[10 empty] | 14846 | NY_ROCHESTER
[10 empty] | 14847 | NY_SYRACUSE
[10 empty] | 14850 | NY_BINGHAMTON
[10 empty] | 14855 | PA_BRADFORD
[10 empty] | 14856 | NY_ROCHESTER
[10 empty] | 14857 | NY_BINGHAMTON
[10 empty] | 14858 | PA_WILLIAMSPORT
[10 empty] | 14859 | NY_BINGHAMTON
[10 empty] | 14873 | NY_ROCHESTER
[10 empty] | 14876 | NY_BINGHAMTON
[10 empty] | 14877 | PA_BRADFORD
[10 empty] | 14878 | NY_BINGHAMTON
[10 empty] | 14879 | NY_ROCHESTER
[10 empty] | 14880 | PA_BRADFORD
[10 empty] | 14881 | NY_BINGHAMTON
[10 empty] | 14884 | NY_ROCHESTER
[10 empty] | 14885 | PA_BRADFORD
[10 empty] | 14886 | NY_BINGHAMTON
[10 empty] | 14893 | NY_ROCHESTER
[10 empty] | 14894 | NY_BINGHAMTON
[10 empty] | 14895 | PA_BRADFORD
[10 empty] | 14898 | PA_WILLIAMSPORT
[10 empty] | 14901 | NY_BINGHAMTON
[10 empty] | 15001 | PA_PITTSBURGH
[10 empty] | 15411 | WV_ELKINS
[10 empty] | 15412 | PA_PITTSBURGH
[10 empty] | 15440 | WV_ELKINS
[10 empty] | 15442 | PA_PITTSBURGH
[10 empty] | 15459 | WV_ELKINS
[10 empty] | 15460 | PA_PITTSBURGH
[10 empty] | 15522 | PA_HARRISBURG
[10 empty] | 15530 | PA_PITTSBURGH
[10 empty] | 15532 | WV_ELKINS
[10 empty] | 15533 | PA_HARRISBURG
[10 empty] | 15534 | PA_PITTSBURGH
[10 empty] | 15535 | VA_STERLING
[10 empty] | 15536 | PA_HARRISBURG
[10 empty] | 15538 | WV_ELKINS
[10 empty] | 15539 | PA_PITTSBURGH
[10 empty] | 15545 | WV_ELKINS
[10 empty] | 15546 | PA_PITTSBURGH
[10 empty] | 15552 | WV_ELKINS
[10 empty] | 15553 | PA_PITTSBURGH
[10 empty] | 15558 | WV_ELKINS
[10 empty] | 15559 | PA_PITTSBURGH
[10 empty] | 15562 | WV_ELKINS
[10 empty] | 15563 | PA_PITTSBURGH
[10 empty] | 15564 | WV_ELKINS
[10 empty] | 15601 | PA_PITTSBURGH
[10 empty] | 15711 | PA_BRADFORD
[10 empty] | 15713 | PA_PITTSBURGH
[10 empty] | 15715 | PA_BRADFORD
[10 empty] | 15716 | PA_PITTSBURGH
[10 empty] | 15721 | PA_BRADFORD
[10 empty] | 15722 | PA_PITTSBURGH
[10 empty] | 15724 | PA_BRADFORD
[10 empty] | 15725 | PA_PITTSBURGH
[10 empty] | 15730 | PA_BRADFORD
[10 empty] | 15731 | PA_PITTSBURGH
[10 empty] | 15733 | PA_BRADFORD
[10 empty] | 15734 | PA_PITTSBURGH
[10 empty] | 15740 | PA_BRADFORD
[10 empty] | 15745 | PA_PITTSBURGH
[10 empty] | 15751 | PA_BRADFORD
[10 empty] | 15752 | PA_PITTSBURGH
[10 empty] | 15753 | PA_BRADFORD
[10 empty] | 15754 | PA_PITTSBURGH
[10 empty] | 15757 | PA_BRADFORD
[10 empty] | 15758 | PA_PITTSBURGH
[10 empty] | 15764 | PA_BRADFORD
[10 empty] | 15765 | PA_PITTSBURGH
[10 empty] | 15767 | PA_BRADFORD
[10 empty] | 15771 | PA_PITTSBURGH
[10 empty] | 15772 | PA_BRADFORD
[10 empty] | 15773 | PA_PITTSBURGH
[10 empty] | 15776 | PA_BRADFORD
[10 empty] | 15777 | PA_PITTSBURGH
[10 empty] | 15780 | PA_BRADFORD
[10 empty] | 15783 | PA_PITTSBURGH
[10 empty] | 15784 | PA_BRADFORD
[10 empty] | 15901 | PA_PITTSBURGH
[10 empty] | 16016 | OH_YOUNGSTOWN
[10 empty] | 16022 | PA_PITTSBURGH
[10 empty] | 16030 | OH_YOUNGSTOWN
[10 empty] | 16033 | PA_PITTSBURGH
[10 empty] | 16035 | OH_YOUNGSTOWN
[10 empty] | 16037 | PA_PITTSBURGH
[10 empty] | 16038 | OH_YOUNGSTOWN
[10 empty] | 16039 | PA_PITTSBURGH
[10 empty] | 16040 | OH_YOUNGSTOWN
[10 empty] | 16041 | PA_PITTSBURGH
[10 empty] | 16049 | OH_YOUNGSTOWN
[10 empty] | 16050 | PA_PITTSBURGH
[10 empty] | 16054 | OH_YOUNGSTOWN
[10 empty] | 16055 | PA_PITTSBURGH
[10 empty] | 16057 | OH_YOUNGSTOWN
[10 empty] | 16059 | PA_PITTSBURGH
[10 empty] | 16066 | OH_YOUNGSTOWN
[10 empty] | 16115 | PA_PITTSBURGH
[10 empty] | 16116 | OH_YOUNGSTOWN
[10 empty] | 16117 | PA_PITTSBURGH
[10 empty] | 16121 | OH_YOUNGSTOWN
[10 empty] | 16123 | PA_PITTSBURGH
[10 empty] | 16124 | OH_YOUNGSTOWN
[10 empty] | 16136 | PA_PITTSBURGH
[10 empty] | 16137 | OH_YOUNGSTOWN
[10 empty] | 16141 | PA_PITTSBURGH
[10 empty] | 16142 | OH_YOUNGSTOWN
[10 empty] | 16157 | PA_PITTSBURGH
[10 empty] | 16159 | OH_YOUNGSTOWN
[10 empty] | 16201 | PA_PITTSBURGH
[10 empty] | 16214 | PA_BRADFORD
[10 empty] | 16215 | PA_PITTSBURGH
[10 empty] | 16217 | PA_BRADFORD
[10 empty] | 16218 | PA_PITTSBURGH
[10 empty] | 16220 | PA_BRADFORD
[10 empty] | 16221 | PA_PITTSBURGH
[10 empty] | 16225 | PA_BRADFORD
[10 empty] | 16226 | PA_PITTSBURGH
[10 empty] | 16232 | OH_YOUNGSTOWN
[10 empty] | 16233 | PA_BRADFORD
[10 empty] | 16236 | PA_PITTSBURGH
[10 empty] | 16239 | PA_BRADFORD
[10 empty] | 16242 | PA_PITTSBURGH
[10 empty] | 16254 | PA_BRADFORD
[10 empty] | 16255 | PA_PITTSBURGH
[10 empty] | 16257 | PA_BRADFORD
[10 empty] | 16259 | PA_PITTSBURGH
[10 empty] | 16260 | PA_BRADFORD
[10 empty] | 16261 | PA_PITTSBURGH
[10 empty] | 16301 | OH_YOUNGSTOWN
[10 empty] | 16312 | PA_BRADFORD
[10 empty] | 16314 | OH_YOUNGSTOWN
[10 empty] | 16317 | PA_ERIE
[10 empty] | 16319 | OH_YOUNGSTOWN
[10 empty] | 16321 | PA_BRADFORD
[10 empty] | 16323 | OH_YOUNGSTOWN
[10 empty] | 16326 | PA_BRADFORD
[10 empty] | 16327 | PA_ERIE
[10 empty] | 16329 | PA_BRADFORD
[10 empty] | 16331 | OH_YOUNGSTOWN
[10 empty] | 16332 | PA_BRADFORD
[10 empty] | 16335 | PA_ERIE
[10 empty] | 16340 | PA_BRADFORD
[10 empty] | 16341 | PA_ERIE
[10 empty] | 16342 | OH_YOUNGSTOWN
[10 empty] | 16344 | PA_ERIE
[10 empty] | 16345 | PA_BRADFORD
[10 empty] | 16346 | OH_YOUNGSTOWN
[10 empty] | 16347 | PA_BRADFORD
[10 empty] | 16354 | PA_ERIE
[10 empty] | 16361 | PA_BRADFORD
[10 empty] | 16362 | OH_YOUNGSTOWN
[10 empty] | 16364 | PA_BRADFORD
[10 empty] | 16372 | OH_YOUNGSTOWN
[10 empty] | 16388 | PA_ERIE
[10 empty] | 16416 | PA_BRADFORD
[10 empty] | 16417 | PA_ERIE
[10 empty] | 16424 | OH_YOUNGSTOWN
[10 empty] | 16426 | PA_ERIE
[10 empty] | 16601 | PA_HARRISBURG
[10 empty] | 16613 | PA_BRADFORD
[10 empty] | 16614 | PA_HARRISBURG
[10 empty] | 16616 | PA_BRADFORD
[10 empty] | 16617 | PA_WILLIAMSPORT
[10 empty] | 16619 | PA_BRADFORD
[10 empty] | 16621 | PA_HARRISBURG
[10 empty] | 16624 | PA_BRADFORD
[10 empty] | 16625 | PA_HARRISBURG
[10 empty] | 16627 | PA_BRADFORD
[10 empty] | 16630 | PA_PITTSBURGH
[10 empty] | 16631 | PA_HARRISBURG
[10 empty] | 16636 | PA_BRADFORD
[10 empty] | 16637 | PA_HARRISBURG
[10 empty] | 16639 | PA_BRADFORD
[10 empty] | 16641 | PA_PITTSBURGH
[10 empty] | 16644 | PA_BRADFORD
[10 empty] | 16647 | PA_HARRISBURG
[10 empty] | 16651 | PA_BRADFORD
[10 empty] | 16652 | PA_HARRISBURG
[10 empty] | 16656 | PA_BRADFORD
[10 empty] | 16657 | PA_HARRISBURG
[10 empty] | 16661 | PA_BRADFORD
[10 empty] | 16662 | PA_HARRISBURG
[10 empty] | 16663 | PA_BRADFORD
[10 empty] | 16664 | PA_HARRISBURG
[10 empty] | 16666 | PA_BRADFORD
[10 empty] | 16667 | PA_HARRISBURG
[10 empty] | 16668 | PA_BRADFORD
[10 empty] | 16669 | PA_HARRISBURG
[10 empty] | 16671 | PA_BRADFORD
[10 empty] | 16672 | PA_HARRISBURG
[10 empty] | 16675 | PA_BRADFORD
[10 empty] | 16677 | PA_WILLIAMSPORT
[10 empty] | 16678 | PA_HARRISBURG
[10 empty] | 16680 | PA_BRADFORD
[10 empty] | 16682 | PA_HARRISBURG
[10 empty] | 16683 | PA_WILLIAMSPORT
[10 empty] | 16685 | PA_HARRISBURG
[10 empty] | 16686 | PA_WILLIAMSPORT
[10 empty] | 16689 | PA_HARRISBURG
[10 empty] | 16692 | PA_BRADFORD
[10 empty] | 16693 | PA_HARRISBURG
[10 empty] | 16698 | PA_BRADFORD
[10 empty] | 16699 | PA_PITTSBURGH
[10 empty] | 16701 | PA_BRADFORD
[10 empty] | 16801 | PA_WILLIAMSPORT
[10 empty] | 16821 | PA_BRADFORD
[10 empty] | 16822 | PA_WILLIAMSPORT
[10 empty] | 16825 | PA_BRADFORD
[10 empty] | 16826 | PA_WILLIAMSPORT
[10 empty] | 16830 | PA_BRADFORD
[10 empty] | 16832 | PA_WILLIAMSPORT
[10 empty] | 16833 | PA_BRADFORD
[10 empty] | 16834 | PA_WILLIAMSPORT
[10 empty] | 16836 | PA_BRADFORD
[10 empty] | 16839 | PA_WILLIAMSPORT
[10 empty] | 16843 | PA_BRADFORD
[10 empty] | 16844 | PA_WILLIAMSPORT
[10 empty] | 16845 | PA_BRADFORD
[10 empty] | 16848 | PA_WILLIAMSPORT
[10 empty] | 16850 | PA_BRADFORD
[10 empty] | 16851 | PA_WILLIAMSPORT
[10 empty] | 16855 | PA_BRADFORD
[10 empty] | 16856 | PA_WILLIAMSPORT
[10 empty] | 16858 | PA_BRADFORD
[10 empty] | 16859 | PA_WILLIAMSPORT
[10 empty] | 16861 | PA_BRADFORD
[10 empty] | 16864 | PA_WILLIAMSPORT
[10 empty] | 16866 | PA_BRADFORD
[10 empty] | 16868 | PA_WILLIAMSPORT
[10 empty] | 16871 | PA_BRADFORD
[10 empty] | 16872 | PA_WILLIAMSPORT
[10 empty] | 16873 | PA_BRADFORD
[10 empty] | 16874 | PA_WILLIAMSPORT
[10 empty] | 16876 | PA_BRADFORD
[10 empty] | 16877 | PA_WILLIAMSPORT
[10 empty] | 16878 | PA_BRADFORD
[10 empty] | 16879 | PA_WILLIAMSPORT
[10 empty] | 16881 | PA_BRADFORD
[10 empty] | 16882 | PA_WILLIAMSPORT
[10 empty] | 16915 | PA_BRADFORD
[10 empty] | 16917 | PA_WILLIAMSPORT
[10 empty] | 16923 | PA_BRADFORD
[10 empty] | 16925 | NY_BINGHAMTON
[10 empty] | 16926 | PA_WILLIAMSPORT
[10 empty] | 16927 | PA_BRADFORD
[10 empty] | 16928 | PA_WILLIAMSPORT
[10 empty] | 16937 | PA_BRADFORD
[10 empty] | 16938 | PA_WILLIAMSPORT
[10 empty] | 16941 | PA_BRADFORD
[10 empty] | 16942 | PA_WILLIAMSPORT
[10 empty] | 16948 | PA_BRADFORD
[10 empty] | 16950 | PA_WILLIAMSPORT
[10 empty] | 17001 | PA_HARRISBURG
[10 empty] | 17063 | PA_WILLIAMSPORT
[10 empty] | 17064 | PA_HARRISBURG
[10 empty] | 17084 | PA_WILLIAMSPORT
[10 empty] | 17085 | PA_HARRISBURG
[10 empty] | 17211 | VA_STERLING
[10 empty] | 17212 | PA_HARRISBURG
[10 empty] | 17238 | VA_STERLING
[10 empty] | 17239 | PA_HARRISBURG
[10 empty] | 17263 | VA_STERLING
[10 empty] | 17264 | PA_HARRISBURG
[10 empty] | 17267 | VA_STERLING
[10 empty] | 17268 | PA_HARRISBURG
[10 empty] | 17314 | DE_WILMINGTON
[10 empty] | 17315 | PA_HARRISBURG
[10 empty] | 17321 | MD_BALTIMORE
[10 empty] | 17322 | PA_HARRISBURG
[10 empty] | 17503 | DE_WILMINGTON
[10 empty] | 17504 | PA_HARRISBURG
[10 empty] | 17506 | DE_WILMINGTON
[10 empty] | 17508 | PA_HARRISBURG
[10 empty] | 17509 | DE_WILMINGTON
[10 empty] | 17512 | PA_HARRISBURG
[10 empty] | 17518 | DE_WILMINGTON
[10 empty] | 17520 | PA_HARRISBURG
[10 empty] | 17527 | DE_WILMINGTON
[10 empty] | 17532 | PA_HARRISBURG
[10 empty] | 17534 | DE_WILMINGTON
[10 empty] | 17537 | PA_HARRISBURG
[10 empty] | 17555 | DE_WILMINGTON
[10 empty] | 17564 | PA_HARRISBURG
[10 empty] | 17566 | DE_WILMINGTON
[10 empty] | 17567 | PA_HARRISBURG
[10 empty] | 17572 | DE_WILMINGTON
[10 empty] | 17573 | PA_HARRISBURG
[10 empty] | 17577 | DE_WILMINGTON
[10 empty] | 17578 | PA_HARRISBURG
[10 empty] | 17579 | DE_WILMINGTON
[10 empty] | 17580 | PA_HARRISBURG
[10 empty] | 17581 | DE_WILMINGTON
[10 empty] | 17582 | PA_HARRISBURG
[10 empty] | 17701 | PA_WILLIAMSPORT
[10 empty] | 17823 | PA_HARRISBURG
[10 empty] | 17824 | PA_WILLIAMSPORT
[10 empty] | 17825 | PA_HARRISBURG
[10 empty] | 17827 | PA_WILLIAMSPORT
[10 empty] | 17828 | PA_HARRISBURG
[10 empty] | 17829 | PA_WILLIAMSPORT
[10 empty] | 17830 | PA_HARRISBURG
[10 empty] | 17831 | PA_WILLIAMSPORT
[10 empty] | 17836 | PA_HARRISBURG
[10 empty] | 17837 | PA_WILLIAMSPORT
[10 empty] | 17840 | PA_HARRISBURG
[10 empty] | 17841 | PA_WILLIAMSPORT
[10 empty] | 17851 | PA_HARRISBURG
[10 empty] | 17855 | PA_WILLIAMSPORT
[10 empty] | 17864 | PA_HARRISBURG
[10 empty] | 17865 | PA_WILLIAMSPORT
[10 empty] | 17867 | PA_HARRISBURG
[10 empty] | 17868 | PA_WILLIAMSPORT
[10 empty] | 17878 | PA_WILKES-BARRE
[10 empty] | 17880 | PA_WILLIAMSPORT
[10 empty] | 17901 | PA_ALLENTOWN
[10 empty] | 17920 | PA_WILKES-BARRE
[10 empty] | 17921 | PA_HARRISBURG
[10 empty] | 17922 | PA_ALLENTOWN
[10 empty] | 17923 | PA_HARRISBURG
[10 empty] | 17925 | PA_ALLENTOWN
[10 empty] | 17927 | PA_WILKES-BARRE
[10 empty] | 17929 | PA_ALLENTOWN
[10 empty] | 17933 | PA_HARRISBURG
[10 empty] | 17934 | PA_ALLENTOWN
[10 empty] | 17936 | PA_HARRISBURG
[10 empty] | 17942 | PA_ALLENTOWN
[10 empty] | 17943 | PA_HARRISBURG
[10 empty] | 17946 | PA_ALLENTOWN
[10 empty] | 17957 | PA_HARRISBURG
[10 empty] | 17959 | PA_ALLENTOWN
[10 empty] | 17963 | PA_HARRISBURG
[10 empty] | 17965 | PA_ALLENTOWN
[10 empty] | 17966 | PA_HARRISBURG
[10 empty] | 17967 | PA_WILKES-BARRE
[10 empty] | 17968 | PA_HARRISBURG
[10 empty] | 17970 | PA_ALLENTOWN
[10 empty] | 17978 | PA_HARRISBURG
[10 empty] | 17979 | PA_ALLENTOWN
[10 empty] | 17980 | PA_HARRISBURG
[10 empty] | 17982 | PA_ALLENTOWN
[10 empty] | 17983 | PA_HARRISBURG
[10 empty] | 17985 | PA_WILKES-BARRE
[10 empty] | 18001 | PA_ALLENTOWN
[10 empty] | 18040 | PA_WILKES-BARRE
[10 empty] | 18041 | PA_ALLENTOWN
[10 empty] | 18059 | PA_HARRISBURG
[10 empty] | 18060 | PA_ALLENTOWN
[10 empty] | 18201 | PA_WILKES-BARRE
[10 empty] | 18211 | PA_ALLENTOWN
[10 empty] | 18216 | PA_WILKES-BARRE
[10 empty] | 18218 | PA_ALLENTOWN
[10 empty] | 18219 | PA_WILKES-BARRE
[10 empty] | 18220 | PA_ALLENTOWN
[10 empty] | 18221 | PA_WILKES-BARRE
[10 empty] | 18229 | PA_ALLENTOWN
[10 empty] | 18230 | PA_WILKES-BARRE
[10 empty] | 18232 | PA_ALLENTOWN
[10 empty] | 18234 | PA_WILKES-BARRE
[10 empty] | 18235 | PA_ALLENTOWN
[10 empty] | 18237 | PA_WILKES-BARRE
[10 empty] | 18240 | PA_ALLENTOWN
[10 empty] | 18241 | PA_WILKES-BARRE
[10 empty] | 18244 | PA_ALLENTOWN
[10 empty] | 18246 | PA_WILKES-BARRE
[10 empty] | 18250 | PA_ALLENTOWN
[10 empty] | 18251 | PA_WILKES-BARRE
[10 empty] | 18252 | PA_ALLENTOWN
[10 empty] | 18254 | PA_WILKES-BARRE
[10 empty] | 18301 | PA_ALLENTOWN
[10 empty] | 18323 | PA_WILKES-BARRE
[10 empty] | 18324 | PA_ALLENTOWN
[10 empty] | 18325 | PA_WILKES-BARRE
[10 empty] | 18327 | PA_ALLENTOWN
[10 empty] | 18328 | PA_WILKES-BARRE
[10 empty] | 18330 | PA_ALLENTOWN
[10 empty] | 18332 | PA_WILKES-BARRE
[10 empty] | 18333 | PA_ALLENTOWN
[10 empty] | 18334 | PA_WILKES-BARRE
[10 empty] | 18335 | PA_ALLENTOWN
[10 empty] | 18336 | PA_WILKES-BARRE
[10 empty] | 18341 | PA_ALLENTOWN
[10 empty] | 18342 | PA_WILKES-BARRE
[10 empty] | 18343 | PA_ALLENTOWN
[10 empty] | 18344 | PA_WILKES-BARRE
[10 empty] | 18351 | PA_ALLENTOWN
[10 empty] | 18355 | PA_WILKES-BARRE
[10 empty] | 18356 | PA_ALLENTOWN
[10 empty] | 18357 | PA_WILKES-BARRE
[10 empty] | 18360 | PA_ALLENTOWN
[10 empty] | 18370 | PA_WILKES-BARRE
[10 empty] | 18372 | PA_ALLENTOWN
[10 empty] | 18373 | PA_WILKES-BARRE
[10 empty] | 18439 | NY_BINGHAMTON
[10 empty] | 18440 | PA_WILKES-BARRE
[10 empty] | 18455 | NY_BINGHAMTON
[10 empty] | 18456 | PA_WILKES-BARRE
[10 empty] | 18461 | NY_BINGHAMTON
[10 empty] | 18463 | PA_WILKES-BARRE
[10 empty] | 18465 | NY_BINGHAMTON
[10 empty] | 18466 | PA_WILKES-BARRE
[10 empty] | 18616 | PA_WILLIAMSPORT
[10 empty] | 18617 | PA_WILKES-BARRE
[10 empty] | 18619 | PA_WILLIAMSPORT
[10 empty] | 18621 | PA_WILKES-BARRE
[10 empty] | 18626 | PA_WILLIAMSPORT
[10 empty] | 18627 | PA_WILKES-BARRE
[10 empty] | 18801 | NY_BINGHAMTON
[10 empty] | 18813 | PA_WILKES-BARRE
[10 empty] | 18814 | PA_WILLIAMSPORT
[10 empty] | 18815 | NY_BINGHAMTON
[10 empty] | 18816 | PA_WILKES-BARRE
[10 empty] | 18817 | NY_BINGHAMTON
[10 empty] | 18820 | PA_WILKES-BARRE
[10 empty] | 18821 | NY_BINGHAMTON
[10 empty] | 18823 | PA_WILKES-BARRE
[10 empty] | 18825 | NY_BINGHAMTON
[10 empty] | 18826 | PA_WILKES-BARRE
[10 empty] | 18827 | NY_BINGHAMTON
[10 empty] | 18832 | PA_WILLIAMSPORT
[10 empty] | 18834 | NY_BINGHAMTON
[10 empty] | 18842 | PA_WILKES-BARRE
[10 empty] | 18843 | NY_BINGHAMTON
[10 empty] | 18844 | PA_WILKES-BARRE
[10 empty] | 18845 | NY_BINGHAMTON
[10 empty] | 18846 | PA_WILKES-BARRE
[10 empty] | 18847 | NY_BINGHAMTON
[10 empty] | 18853 | PA_WILKES-BARRE
[10 empty] | 18854 | NY_BINGHAMTON
[10 empty] | 18901 | PA_ALLENTOWN
[10 empty] | 18915 | PA_PHILADELPHIA
[10 empty] | 18916 | PA_ALLENTOWN
[10 empty] | 18922 | PA_PHILADELPHIA
[10 empty] | 18923 | PA_ALLENTOWN
[10 empty] | 18925 | PA_PHILADELPHIA
[10 empty] | 18926 | PA_ALLENTOWN
[10 empty] | 18929 | PA_PHILADELPHIA
[10 empty] | 18930 | PA_ALLENTOWN
[10 empty] | 18936 | PA_PHILADELPHIA
[10 empty] | 18938 | PA_ALLENTOWN
[10 empty] | 18940 | PA_PHILADELPHIA
[10 empty] | 18942 | PA_ALLENTOWN
[10 empty] | 18943 | PA_PHILADELPHIA
[10 empty] | 18944 | PA_ALLENTOWN
[10 empty] | 18946 | PA_PHILADELPHIA
[10 empty] | 18947 | PA_ALLENTOWN
[10 empty] | 18954 | PA_PHILADELPHIA
[10 empty] | 18955 | PA_ALLENTOWN
[10 empty] | 18956 | PA_PHILADELPHIA
[10 empty] | 18957 | PA_ALLENTOWN
[10 empty] | 18966 | PA_PHILADELPHIA
[10 empty] | 18968 | PA_ALLENTOWN
[10 empty] | 18974 | PA_PHILADELPHIA
[10 empty] | 18979 | PA_ALLENTOWN
[10 empty] | 18980 | PA_PHILADELPHIA
[10 empty] | 18981 | PA_ALLENTOWN
[10 empty] | 18991 | PA_PHILADELPHIA
[10 empty] | 19310 | DE_WILMINGTON
[10 empty] | 19312 | PA_PHILADELPHIA
[10 empty] | 19316 | DE_WILMINGTON
[10 empty] | 19319 | PA_PHILADELPHIA
[10 empty] | 19320 | DE_WILMINGTON
[10 empty] | 19331 | PA_PHILADELPHIA
[10 empty] | 19335 | DE_WILMINGTON
[10 empty] | 19339 | PA_PHILADELPHIA
[10 empty] | 19343 | DE_WILMINGTON
[10 empty] | 19345 | PA_PHILADELPHIA
[10 empty] | 19346 | DE_WILMINGTON
[10 empty] | 19353 | PA_PHILADELPHIA
[10 empty] | 19354 | DE_WILMINGTON
[10 empty] | 19355 | PA_PHILADELPHIA
[10 empty] | 19357 | DE_WILMINGTON
[10 empty] | 19373 | PA_PHILADELPHIA
[10 empty] | 19374 | DE_WILMINGTON
[10 empty] | 19380 | PA_PHILADELPHIA
[10 empty] | 19390 | DE_WILMINGTON
[10 empty] | 19395 | PA_PHILADELPHIA
[10 empty] | 19435 | PA_ALLENTOWN
[10 empty] | 19436 | PA_PHILADELPHIA
[10 empty] | 19438 | PA_ALLENTOWN
[10 empty] | 19442 | PA_PHILADELPHIA
[10 empty] | 19450 | PA_ALLENTOWN
[10 empty] | 19451 | PA_PHILADELPHIA
[10 empty] | 19464 | PA_ALLENTOWN
[10 empty] | 19468 | PA_PHILADELPHIA
[10 empty] | 19472 | PA_ALLENTOWN
[10 empty] | 19474 | PA_PHILADELPHIA
[10 empty] | 19478 | PA_ALLENTOWN
[10 empty] | 19480 | PA_PHILADELPHIA
[10 empty] | 19492 | PA_ALLENTOWN
[10 empty] | 19493 | PA_PHILADELPHIA
[10 empty] | 19501 | PA_HARRISBURG
[10 empty] | 19503 | PA_ALLENTOWN
[10 empty] | 19507 | PA_HARRISBURG
[10 empty] | 19508 | PA_ALLENTOWN
[10 empty] | 19520 | PA_PHILADELPHIA
[10 empty] | 19522 | PA_ALLENTOWN
[10 empty] | 19543 | DE_WILMINGTON
[10 empty] | 19544 | PA_HARRISBURG
[10 empty] | 19545 | PA_ALLENTOWN
[10 empty] | 19550 | PA_HARRISBURG
[10 empty] | 19554 | PA_ALLENTOWN
[10 empty] | 19559 | PA_HARRISBURG
[10 empty] | 19560 | PA_ALLENTOWN
[10 empty] | 19565 | PA_HARRISBURG
[10 empty] | 19601 | PA_ALLENTOWN
[10 empty] | 19701 | DE_WILMINGTON
[10 empty] | 19930 | NJ_ATLANTIC_CITY
[10 empty] | 19931 | MD_BALTIMORE
[10 empty] | 19933 | DE_WILMINGTON
[10 empty] | 19939 | NJ_ATLANTIC_CITY
[10 empty] | 19940 | MD_BALTIMORE
[10 empty] | 19941 | DE_WILMINGTON
[10 empty] | 19944 | NJ_ATLANTIC_CITY
[10 empty] | 19946 | DE_WILMINGTON
[10 empty] | 19951 | NJ_ATLANTIC_CITY
[10 empty] | 19952 | DE_WILMINGTON
[10 empty] | 19956 | MD_BALTIMORE
[10 empty] | 19958 | NJ_ATLANTIC_CITY
[10 empty] | 19961 | DE_WILMINGTON
[10 empty] | 19966 | NJ_ATLANTIC_CITY
[10 empty] | 19973 | DE_WILMINGTON
[10 empty] | 19975 | NJ_ATLANTIC_CITY
[10 empty] | 19977 | DE_WILMINGTON
[10 empty] | 20001 | VA_STERLING
[10 empty] | 20017 | MD_BALTIMORE
[10 empty] | 20020 | VA_STERLING
[10 empty] | 20109 | NJ_ATLANTIC_CITY
[10 empty] | 20110 | VA_STERLING
[10 empty] | 20606 | VA_RICHMOND
[10 empty] | 20607 | VA_STERLING
[10 empty] | 20608 | MD_BALTIMORE
[10 empty] | 20609 | VA_STERLING
[10 empty] | 20610 | MD_BALTIMORE
[10 empty] | 20611 | VA_STERLING
[10 empty] | 20612 | MD_BALTIMORE
[10 empty] | 20616 | VA_STERLING
[10 empty] | 20619 | MD_BALTIMORE
[10 empty] | 20621 | VA_STERLING
[10 empty] | 20622 | MD_BALTIMORE
[10 empty] | 20625 | VA_STERLING
[10 empty] | 20626 | VA_RICHMOND
[10 empty] | 20627 | VA_STERLING
[10 empty] | 20628 | VA_RICHMOND
[10 empty] | 20629 | MD_BALTIMORE
[10 empty] | 20630 | VA_RICHMOND
[10 empty] | 20632 | VA_STERLING
[10 empty] | 20634 | MD_BALTIMORE
[10 empty] | 20640 | VA_STERLING
[10 empty] | 20650 | MD_BALTIMORE
[10 empty] | 20658 | VA_STERLING
[10 empty] | 20659 | MD_BALTIMORE
[10 empty] | 20661 | VA_STERLING
[10 empty] | 20667 | MD_BALTIMORE
[10 empty] | 20674 | VA_RICHMOND
[10 empty] | 20675 | VA_STERLING
[10 empty] | 20676 | MD_BALTIMORE
[10 empty] | 20677 | VA_STERLING
[10 empty] | 20678 | MD_BALTIMORE
[10 empty] | 20680 | VA_RICHMOND
[10 empty] | 20682 | VA_STERLING
[10 empty] | 20684 | VA_RICHMOND
[10 empty] | 20685 | MD_BALTIMORE
[10 empty] | 20686 | VA_RICHMOND
[10 empty] | 20688 | MD_BALTIMORE
[10 empty] | 20692 | VA_RICHMOND
[10 empty] | 20693 | VA_STERLING
[10 empty] | 20697 | MD_BALTIMORE
[10 empty] | 20744 | VA_STERLING
[10 empty] | 20746 | MD_BALTIMORE
[10 empty] | 20748 | VA_STERLING
[10 empty] | 20751 | MD_BALTIMORE
[10 empty] | 20812 | VA_STERLING
[10 empty] | 20830 | MD_BALTIMORE
[10 empty] | 20837 | VA_STERLING
[10 empty] | 20860 | MD_BALTIMORE
[10 empty] | 20871 | VA_STERLING
[10 empty] | 20897 | MD_BALTIMORE
[10 empty] | 20898 | VA_STERLING
[10 empty] | 20901 | MD_BALTIMORE
[10 empty] | 20907 | VA_STERLING
[10 empty] | 20912 | MD_BALTIMORE
[10 empty] | 20913 | VA_STERLING
[10 empty] | 20914 | MD_BALTIMORE
[10 empty] | 20915 | VA_STERLING
[10 empty] | 20997 | MD_BALTIMORE
[10 empty] | 21001 | DE_WILMINGTON
[10 empty] | 21009 | MD_BALTIMORE
[10 empty] | 21034 | DE_WILMINGTON
[10 empty] | 21035 | MD_BALTIMORE
[10 empty] | 21078 | DE_WILMINGTON
[10 empty] | 21080 | MD_BALTIMORE
[10 empty] | 21088 | PA_HARRISBURG
[10 empty] | 21090 | MD_BALTIMORE
[10 empty] | 21105 | PA_HARRISBURG
[10 empty] | 21106 | MD_BALTIMORE
[10 empty] | 21160 | DE_WILMINGTON
[10 empty] | 21161 | MD_BALTIMORE
[10 empty] | 21501 | WV_ELKINS
[10 empty] | 21530 | VA_STERLING
[10 empty] | 21531 | WV_ELKINS
[10 empty] | 21555 | VA_STERLING
[10 empty] | 21556 | WV_ELKINS
[10 empty] | 21601 | MD_BALTIMORE
[10 empty] | 21607 | DE_WILMINGTON
[10 empty] | 21609 | MD_BALTIMORE
[10 empty] | 21628 | DE_WILMINGTON
[10 empty] | 21629 | MD_BALTIMORE
[10 empty] | 21635 | DE_WILMINGTON
[10 empty] | 21638 | MD_BALTIMORE
[10 empty] | 21640 | DE_WILMINGTON
[10 empty] | 21641 | MD_BALTIMORE
[10 empty] | 21644 | DE_WILMINGTON
[10 empty] | 21647 | MD_BALTIMORE
[10 empty] | 21649 | DE_WILMINGTON
[10 empty] | 21652 | MD_BALTIMORE
[10 empty] | 21667 | DE_WILMINGTON
[10 empty] | 21669 | MD_BALTIMORE
[10 empty] | 21670 | DE_WILMINGTON
[10 empty] | 21671 | MD_BALTIMORE
[10 empty] | 21701 | VA_STERLING
[10 empty] | 21719 | PA_HARRISBURG
[10 empty] | 21720 | VA_STERLING
[10 empty] | 21723 | MD_BALTIMORE
[10 empty] | 21727 | PA_HARRISBURG
[10 empty] | 21733 | VA_STERLING
[10 empty] | 21737 | MD_BALTIMORE
[10 empty] | 21740 | VA_STERLING
[10 empty] | 21757 | MD_BALTIMORE
[10 empty] | 21758 | VA_STERLING
[10 empty] | 21759 | MD_BALTIMORE
[10 empty] | 21766 | VA_STERLING
[10 empty] | 21771 | MD_BALTIMORE
[10 empty] | 21773 | VA_STERLING
[10 empty] | 21775 | MD_BALTIMORE
[10 empty] | 21777 | VA_STERLING
[10 empty] | 21780 | PA_HARRISBURG
[10 empty] | 21781 | VA_STERLING
[10 empty] | 21784 | MD_BALTIMORE
[10 empty] | 21788 | VA_STERLING
[10 empty] | 21791 | MD_BALTIMORE
[10 empty] | 21793 | VA_STERLING
[10 empty] | 21794 | MD_BALTIMORE
[10 empty] | 21795 | VA_STERLING
[10 empty] | 21797 | MD_BALTIMORE
[10 empty] | 21798 | VA_STERLING
[10 empty] | 21801 | MD_BALTIMORE
[10 empty] | 21811 | NJ_ATLANTIC_CITY
[10 empty] | 21814 | MD_BALTIMORE
[10 empty] | 21817 | VA_NORFOLK
[10 empty] | 21820 | MD_BALTIMORE
[10 empty] | 21824 | VA_NORFOLK
[10 empty] | 21826 | MD_BALTIMORE
[10 empty] | 21829 | VA_NORFOLK
[10 empty] | 21830 | MD_BALTIMORE
[10 empty] | 21836 | VA_NORFOLK
[10 empty] | 21837 | MD_BALTIMORE
[10 empty] | 21838 | VA_NORFOLK
[10 empty] | 21840 | MD_BALTIMORE
[10 empty] | 21841 | NJ_ATLANTIC_CITY
[10 empty] | 21849 | MD_BALTIMORE
[10 empty] | 21850 | NJ_ATLANTIC_CITY
[10 empty] | 21851 | VA_NORFOLK
[10 empty] | 21852 | NJ_ATLANTIC_CITY
[10 empty] | 21853 | MD_BALTIMORE
[10 empty] | 21857 | VA_NORFOLK
[10 empty] | 21861 | MD_BALTIMORE
[10 empty] | 21862 | NJ_ATLANTIC_CITY
[10 empty] | 21863 | MD_BALTIMORE
[10 empty] | 21864 | VA_NORFOLK
[10 empty] | 21865 | MD_BALTIMORE
[10 empty] | 21866 | VA_NORFOLK
[10 empty] | 21869 | MD_BALTIMORE
[10 empty] | 21871 | VA_NORFOLK
[10 empty] | 21872 | NJ_ATLANTIC_CITY
[10 empty] | 21875 | MD_BALTIMORE
[10 empty] | 21890 | VA_NORFOLK
[10 empty] | 21901 | DE_WILMINGTON
[10 empty] | 22002 | VA_STERLING
[10 empty] | 22427 | VA_RICHMOND
[10 empty] | 22430 | VA_STERLING
[10 empty] | 22432 | VA_RICHMOND
[10 empty] | 22433 | VA_STERLING
[10 empty] | 22435 | VA_RICHMOND
[10 empty] | 22448 | VA_STERLING
[10 empty] | 22451 | VA_RICHMOND
[10 empty] | 22463 | VA_STERLING
[10 empty] | 22469 | VA_RICHMOND
[10 empty] | 22471 | VA_STERLING
[10 empty] | 22472 | VA_RICHMOND
[10 empty] | 22485 | VA_STERLING
[10 empty] | 22488 | VA_RICHMOND
[10 empty] | 22508 | VA_STERLING
[10 empty] | 22509 | VA_RICHMOND
[10 empty] | 22526 | VA_STERLING
[10 empty] | 22528 | VA_RICHMOND
[10 empty] | 22542 | VA_STERLING
[10 empty] | 22544 | VA_RICHMOND
[10 empty] | 22545 | VA_STERLING
[10 empty] | 22546 | VA_RICHMOND
[10 empty] | 22547 | VA_STERLING
[10 empty] | 22548 | VA_RICHMOND
[10 empty] | 22553 | VA_STERLING
[10 empty] | 22558 | VA_RICHMOND
[10 empty] | 22567 | VA_STERLING
[10 empty] | 22570 | VA_RICHMOND
[10 empty] | 22578 | VA_NORFOLK
[10 empty] | 22579 | VA_RICHMOND
[10 empty] | 22601 | VA_STERLING
[10 empty] | 22801 | WV_ELKINS
[10 empty] | 22824 | VA_STERLING
[10 empty] | 22830 | WV_ELKINS
[10 empty] | 22835 | VA_STERLING
[10 empty] | 22840 | WV_ELKINS
[10 empty] | 22842 | VA_STERLING
[10 empty] | 22843 | WV_ELKINS
[10 empty] | 22849 | VA_STERLING
[10 empty] | 22850 | WV_ELKINS
[10 empty] | 22851 | VA_STERLING
[10 empty] | 22853 | WV_ELKINS
[10 empty] | 22901 | VA_LYNCHBURG
[10 empty] | 22923 | VA_RICHMOND
[10 empty] | 22924 | VA_LYNCHBURG
[10 empty] | 22929 | VA_RICHMOND
[10 empty] | 22931 | VA_LYNCHBURG
[10 empty] | 22942 | VA_RICHMOND
[10 empty] | 22943 | VA_LYNCHBURG
[10 empty] | 22948 | VA_STERLING
[10 empty] | 22949 | VA_LYNCHBURG
[10 empty] | 22953 | VA_STERLING
[10 empty] | 22954 | VA_LYNCHBURG
[10 empty] | 22957 | VA_STERLING
[10 empty] | 22958 | VA_LYNCHBURG
[10 empty] | 22960 | VA_STERLING
[10 empty] | 22963 | VA_RICHMOND
[10 empty] | 22964 | VA_LYNCHBURG
[10 empty] | 22965 | VA_STERLING
[10 empty] | 22967 | VA_LYNCHBURG
[10 empty] | 22968 | VA_STERLING
[10 empty] | 22969 | VA_LYNCHBURG
[10 empty] | 22972 | VA_STERLING
[10 empty] | 22974 | VA_RICHMOND
[10 empty] | 22976 | VA_LYNCHBURG
[10 empty] | 22989 | VA_STERLING
[10 empty] | 23001 | VA_NORFOLK
[10 empty] | 23002 | VA_RICHMOND
[10 empty] | 23004 | VA_LYNCHBURG
[10 empty] | 23005 | VA_RICHMOND
[10 empty] | 23017 | VA_NORFOLK
[10 empty] | 23022 | VA_RICHMOND
[10 empty] | 23025 | VA_NORFOLK
[10 empty] | 23027 | VA_RICHMOND
[10 empty] | 23035 | VA_NORFOLK
[10 empty] | 23038 | VA_RICHMOND
[10 empty] | 23043 | VA_NORFOLK
[10 empty] | 23047 | VA_RICHMOND
[10 empty] | 23050 | VA_NORFOLK
[10 empty] | 23054 | VA_RICHMOND
[10 empty] | 23056 | VA_NORFOLK
[10 empty] | 23058 | VA_RICHMOND
[10 empty] | 23061 | VA_NORFOLK
[10 empty] | 23063 | VA_RICHMOND
[10 empty] | 23064 | VA_NORFOLK
[10 empty] | 23065 | VA_RICHMOND
[10 empty] | 23066 | VA_NORFOLK
[10 empty] | 23067 | VA_RICHMOND
[10 empty] | 23068 | VA_NORFOLK
[10 empty] | 23069 | VA_RICHMOND
[10 empty] | 23070 | VA_NORFOLK
[10 empty] | 23075 | VA_RICHMOND
[10 empty] | 23076 | VA_NORFOLK
[10 empty] | 23079 | VA_RICHMOND
[10 empty] | 23107 | VA_NORFOLK
[10 empty] | 23108 | VA_RICHMOND
[10 empty] | 23109 | VA_NORFOLK
[10 empty] | 23110 | VA_RICHMOND
[10 empty] | 23119 | VA_NORFOLK
[10 empty] | 23120 | VA_RICHMOND
[10 empty] | 23125 | VA_NORFOLK
[10 empty] | 23126 | VA_RICHMOND
[10 empty] | 23128 | VA_NORFOLK
[10 empty] | 23129 | VA_RICHMOND
[10 empty] | 23130 | VA_NORFOLK
[10 empty] | 23139 | VA_RICHMOND
[10 empty] | 23154 | VA_NORFOLK
[10 empty] | 23156 | VA_RICHMOND
[10 empty] | 23163 | VA_NORFOLK
[10 empty] | 23168 | VA_RICHMOND
[10 empty] | 23176 | VA_NORFOLK
[10 empty] | 23177 | VA_RICHMOND
[10 empty] | 23178 | VA_NORFOLK
[10 empty] | 23180 | VA_RICHMOND
[10 empty] | 23183 | VA_NORFOLK
[10 empty] | 23186 | VA_RICHMOND
[10 empty] | 23191 | VA_NORFOLK
[10 empty] | 23192 | VA_RICHMOND
[10 empty] | 23301 | VA_NORFOLK
[10 empty] | 23801 | VA_RICHMOND
[10 empty] | 23827 | VA_NORFOLK
[10 empty] | 23830 | VA_RICHMOND
[10 empty] | 23837 | VA_NORFOLK
[10 empty] | 23838 | VA_RICHMOND
[10 empty] | 23845 | NC_RALEIGH
[10 empty] | 23846 | VA_RICHMOND
[10 empty] | 23851 | VA_NORFOLK
[10 empty] | 23856 | VA_RICHMOND
[10 empty] | 23857 | NC_RALEIGH
[10 empty] | 23860 | VA_RICHMOND
[10 empty] | 23866 | VA_NORFOLK
[10 empty] | 23867 | VA_RICHMOND
[10 empty] | 23874 | VA_NORFOLK
[10 empty] | 23875 | VA_RICHMOND
[10 empty] | 23878 | VA_NORFOLK
[10 empty] | 23879 | VA_RICHMOND
[10 empty] | 23898 | VA_NORFOLK
[10 empty] | 23899 | VA_RICHMOND
[10 empty] | 23901 | VA_LYNCHBURG
[10 empty] | 23915 | NC_RALEIGH
[10 empty] | 23920 | VA_RICHMOND
[10 empty] | 23921 | VA_LYNCHBURG
[10 empty] | 23922 | VA_RICHMOND
[10 empty] | 23923 | VA_LYNCHBURG
[10 empty] | 23927 | NC_RALEIGH
[10 empty] | 23930 | VA_RICHMOND
[10 empty] | 23934 | VA_LYNCHBURG
[10 empty] | 23938 | VA_RICHMOND
[10 empty] | 23939 | VA_LYNCHBURG
[10 empty] | 23944 | VA_RICHMOND
[10 empty] | 23947 | VA_LYNCHBURG
[10 empty] | 23950 | NC_RALEIGH
[10 empty] | 23952 | VA_LYNCHBURG
[10 empty] | 23955 | VA_RICHMOND
[10 empty] | 23958 | VA_LYNCHBURG
[10 empty] | 23970 | VA_RICHMOND
[10 empty] | 23974 | VA_LYNCHBURG
[10 empty] | 24000 | VA_ROANOKE
[10 empty] | 24053 | NC_GREENSBORO
[10 empty] | 24055 | VA_ROANOKE
[10 empty] | 24069 | NC_GREENSBORO
[10 empty] | 24070 | VA_ROANOKE
[10 empty] | 24076 | NC_GREENSBORO
[10 empty] | 24077 | VA_ROANOKE
[10 empty] | 24082 | NC_GREENSBORO
[10 empty] | 24083 | VA_ROANOKE
[10 empty] | 24104 | VA_LYNCHBURG
[10 empty] | 24105 | VA_ROANOKE
[10 empty] | 24112 | NC_GREENSBORO
[10 empty] | 24120 | VA_ROANOKE
[10 empty] | 24133 | NC_GREENSBORO
[10 empty] | 24134 | VA_ROANOKE
[10 empty] | 24139 | VA_LYNCHBURG
[10 empty] | 24141 | VA_ROANOKE
[10 empty] | 24148 | NC_GREENSBORO
[10 empty] | 24149 | VA_ROANOKE
[10 empty] | 24161 | VA_LYNCHBURG
[10 empty] | 24162 | VA_ROANOKE
[10 empty] | 24165 | NC_GREENSBORO
[10 empty] | 24167 | VA_ROANOKE
[10 empty] | 24171 | NC_GREENSBORO
[10 empty] | 24174 | VA_ROANOKE
[10 empty] | 24201 | TN_BRISTOL
[10 empty] | 24301 | VA_ROANOKE
[10 empty] | 24311 | TN_BRISTOL
[10 empty] | 24312 | VA_ROANOKE
[10 empty] | 24316 | TN_BRISTOL
[10 empty] | 24317 | NC_GREENSBORO
[10 empty] | 24318 | TN_BRISTOL
[10 empty] | 24322 | VA_ROANOKE
[10 empty] | 24323 | TN_BRISTOL
[10 empty] | 24324 | VA_ROANOKE
[10 empty] | 24326 | TN_BRISTOL
[10 empty] | 24328 | NC_GREENSBORO
[10 empty] | 24330 | VA_ROANOKE
[10 empty] | 24333 | NC_GREENSBORO
[10 empty] | 24340 | TN_BRISTOL
[10 empty] | 24343 | VA_ROANOKE
[10 empty] | 24348 | TN_BRISTOL
[10 empty] | 24350 | VA_ROANOKE
[10 empty] | 24351 | NC_GREENSBORO
[10 empty] | 24352 | VA_ROANOKE
[10 empty] | 24354 | TN_BRISTOL
[10 empty] | 24360 | VA_ROANOKE
[10 empty] | 24361 | TN_BRISTOL
[10 empty] | 24366 | VA_ROANOKE
[10 empty] | 24368 | TN_BRISTOL
[10 empty] | 24380 | VA_ROANOKE
[10 empty] | 24401 | VA_LYNCHBURG
[10 empty] | 24412 | VA_ROANOKE
[10 empty] | 24413 | WV_ELKINS
[10 empty] | 24415 | VA_LYNCHBURG
[10 empty] | 24421 | WV_ELKINS
[10 empty] | 24422 | VA_ROANOKE
[10 empty] | 24430 | VA_LYNCHBURG
[10 empty] | 24432 | WV_ELKINS
[10 empty] | 24435 | VA_LYNCHBURG
[10 empty] | 24438 | VA_ROANOKE
[10 empty] | 24439 | VA_LYNCHBURG
[10 empty] | 24441 | WV_ELKINS
[10 empty] | 24445 | VA_ROANOKE
[10 empty] | 24450 | VA_LYNCHBURG
[10 empty] | 24457 | VA_ROANOKE
[10 empty] | 24458 | WV_ELKINS
[10 empty] | 24459 | VA_LYNCHBURG
[10 empty] | 24460 | VA_ROANOKE
[10 empty] | 24463 | VA_LYNCHBURG
[10 empty] | 24465 | WV_ELKINS
[10 empty] | 24469 | VA_LYNCHBURG
[10 empty] | 24471 | WV_ELKINS
[10 empty] | 24472 | VA_LYNCHBURG
[10 empty] | 24474 | VA_ROANOKE
[10 empty] | 24475 | VA_LYNCHBURG
[10 empty] | 24484 | WV_ELKINS
[10 empty] | 24501 | VA_LYNCHBURG
[10 empty] | 24520 | NC_RALEIGH
[10 empty] | 24521 | VA_LYNCHBURG
[10 empty] | 24527 | NC_GREENSBORO
[10 empty] | 24528 | VA_LYNCHBURG
[10 empty] | 24529 | NC_RALEIGH
[10 empty] | 24530 | VA_ROANOKE
[10 empty] | 24531 | VA_LYNCHBURG
[10 empty] | 24540 | NC_GREENSBORO
[10 empty] | 24549 | VA_LYNCHBURG
[10 empty] | 24580 | NC_RALEIGH
[10 empty] | 24581 | VA_LYNCHBURG
[10 empty] | 24598 | NC_RALEIGH
[10 empty] | 24599 | VA_LYNCHBURG
[10 empty] | 24601 | TN_BRISTOL
[10 empty] | 24605 | VA_ROANOKE
[10 empty] | 24606 | WV_CHARLESTON
[10 empty] | 24607 | TN_BRISTOL
[10 empty] | 24613 | VA_ROANOKE
[10 empty] | 24614 | TN_BRISTOL
[10 empty] | 24635 | WV_CHARLESTON
[10 empty] | 24637 | TN_BRISTOL
[10 empty] | 24701 | VA_ROANOKE
[10 empty] | 24710 | WV_CHARLESTON
[10 empty] | 24712 | VA_ROANOKE
[10 empty] | 24714 | WV_CHARLESTON
[10 empty] | 24731 | VA_ROANOKE
[10 empty] | 24736 | WV_CHARLESTON
[10 empty] | 24737 | VA_ROANOKE
[10 empty] | 24751 | WV_CHARLESTON
[10 empty] | 24813 | TN_BRISTOL
[10 empty] | 24816 | WV_CHARLESTON
[10 empty] | 24817 | TN_BRISTOL
[10 empty] | 24818 | WV_CHARLESTON
[10 empty] | 24821 | TN_BRISTOL
[10 empty] | 24822 | WV_CHARLESTON
[10 empty] | 24826 | TN_BRISTOL
[10 empty] | 24827 | WV_CHARLESTON
[10 empty] | 24832 | TN_BRISTOL
[10 empty] | 24834 | WV_CHARLESTON
[10 empty] | 24850 | TN_BRISTOL
[10 empty] | 24851 | WV_CHARLESTON
[10 empty] | 24866 | TN_BRISTOL
[10 empty] | 24867 | WV_CHARLESTON
[10 empty] | 24873 | TN_BRISTOL
[10 empty] | 24874 | WV_CHARLESTON
[10 empty] | 24879 | TN_BRISTOL
[10 empty] | 24880 | WV_CHARLESTON
[10 empty] | 24884 | TN_BRISTOL
[10 empty] | 24887 | WV_CHARLESTON
[10 empty] | 24892 | TN_BRISTOL
[10 empty] | 24895 | WV_CHARLESTON
[10 empty] | 24899 | TN_BRISTOL
[10 empty] | 24901 | VA_ROANOKE
[10 empty] | 24915 | WV_ELKINS
[10 empty] | 24916 | VA_ROANOKE
[10 empty] | 24920 | WV_ELKINS
[10 empty] | 24925 | VA_ROANOKE
[10 empty] | 24927 | WV_ELKINS
[10 empty] | 24931 | VA_ROANOKE
[10 empty] | 24934 | WV_ELKINS
[10 empty] | 24935 | VA_ROANOKE
[10 empty] | 24944 | WV_ELKINS
[10 empty] | 24945 | VA_ROANOKE
[10 empty] | 24946 | WV_ELKINS
[10 empty] | 24950 | VA_ROANOKE
[10 empty] | 24954 | WV_ELKINS
[10 empty] | 24957 | VA_ROANOKE
[10 empty] | 25002 | WV_CHARLESTON
[10 empty] | 25106 | WV_HUNTINGTON
[10 empty] | 25107 | WV_CHARLESTON
[10 empty] | 25250 | WV_HUNTINGTON
[10 empty] | 25251 | WV_CHARLESTON
[10 empty] | 25287 | WV_HUNTINGTON
[10 empty] | 25301 | WV_CHARLESTON
[10 empty] | 25401 | VA_STERLING
[10 empty] | 25501 | WV_CHARLESTON
[10 empty] | 25502 | WV_HUNTINGTON
[10 empty] | 25505 | WV_CHARLESTON
[10 empty] | 25506 | WV_HUNTINGTON
[10 empty] | 25508 | WV_CHARLESTON
[10 empty] | 25510 | WV_HUNTINGTON
[10 empty] | 25521 | WV_CHARLESTON
[10 empty] | 25523 | WV_HUNTINGTON
[10 empty] | 25526 | WV_CHARLESTON
[10 empty] | 25530 | WV_HUNTINGTON
[10 empty] | 25547 | WV_CHARLESTON
[10 empty] | 25550 | WV_HUNTINGTON
[10 empty] | 25560 | WV_CHARLESTON
[10 empty] | 25562 | WV_HUNTINGTON
[10 empty] | 25564 | WV_CHARLESTON
[10 empty] | 25570 | WV_HUNTINGTON
[10 empty] | 25572 | WV_CHARLESTON
[10 empty] | 25661 | WV_HUNTINGTON
[10 empty] | 25682 | WV_CHARLESTON
[10 empty] | 25685 | WV_HUNTINGTON
[10 empty] | 25801 | WV_CHARLESTON
[10 empty] | 25820 | VA_ROANOKE
[10 empty] | 25823 | WV_CHARLESTON
[10 empty] | 25922 | VA_ROANOKE
[10 empty] | 25926 | WV_CHARLESTON
[10 empty] | 25951 | VA_ROANOKE
[10 empty] | 25958 | WV_CHARLESTON
[10 empty] | 25962 | VA_ROANOKE
[10 empty] | 25965 | WV_CHARLESTON
[10 empty] | 25969 | VA_ROANOKE
[10 empty] | 25972 | WV_CHARLESTON
[10 empty] | 25978 | VA_ROANOKE
[10 empty] | 25981 | WV_CHARLESTON
[10 empty] | 25988 | VA_ROANOKE
[10 empty] | 25989 | WV_CHARLESTON
[10 empty] | 26003 | PA_PITTSBURGH
[10 empty] | 26101 | WV_CHARLESTON
[10 empty] | 26135 | WV_ELKINS
[10 empty] | 26136 | WV_CHARLESTON
[10 empty] | 26146 | WV_ELKINS
[10 empty] | 26147 | WV_CHARLESTON
[10 empty] | 26149 | WV_ELKINS
[10 empty] | 26150 | WV_CHARLESTON
[10 empty] | 26155 | PA_PITTSBURGH
[10 empty] | 26160 | WV_CHARLESTON
[10 empty] | 26162 | WV_ELKINS
[10 empty] | 26164 | WV_CHARLESTON
[10 empty] | 26167 | WV_ELKINS
[10 empty] | 26169 | WV_CHARLESTON
[10 empty] | 26175 | PA_PITTSBURGH
[10 empty] | 26178 | WV_CHARLESTON
[10 empty] | 26186 | PA_PITTSBURGH
[10 empty] | 26187 | WV_CHARLESTON
[10 empty] | 26201 | WV_ELKINS
[10 empty] | 26202 | WV_CHARLESTON
[10 empty] | 26203 | WV_ELKINS
[10 empty] | 26205 | WV_CHARLESTON
[10 empty] | 26206 | WV_ELKINS
[10 empty] | 26208 | WV_CHARLESTON
[10 empty] | 26209 | WV_ELKINS
[10 empty] | 26261 | WV_CHARLESTON
[10 empty] | 26263 | WV_ELKINS
[10 empty] | 26337 | WV_CHARLESTON
[10 empty] | 26338 | WV_ELKINS
[10 empty] | 26346 | WV_CHARLESTON
[10 empty] | 26347 | WV_ELKINS
[10 empty] | 26362 | WV_CHARLESTON
[10 empty] | 26366 | WV_ELKINS
[10 empty] | 26521 | PA_PITTSBURGH
[10 empty] | 26522 | WV_ELKINS
[10 empty] | 26544 | PA_PITTSBURGH
[10 empty] | 26546 | WV_ELKINS
[10 empty] | 26562 | PA_PITTSBURGH
[10 empty] | 26563 | WV_ELKINS
[10 empty] | 26575 | PA_PITTSBURGH
[10 empty] | 26576 | WV_ELKINS
[10 empty] | 26581 | PA_PITTSBURGH
[10 empty] | 26582 | WV_ELKINS
[10 empty] | 26589 | PA_PITTSBURGH
[10 empty] | 26591 | WV_ELKINS
[10 empty] | 26610 | WV_CHARLESTON
[10 empty] | 26611 | WV_ELKINS
[10 empty] | 26617 | WV_CHARLESTON
[10 empty] | 26619 | WV_ELKINS
[10 empty] | 26623 | WV_CHARLESTON
[10 empty] | 26627 | WV_ELKINS
[10 empty] | 26634 | WV_CHARLESTON
[10 empty] | 26704 | VA_STERLING
[10 empty] | 26705 | WV_ELKINS
[10 empty] | 26711 | VA_STERLING
[10 empty] | 26716 | WV_ELKINS
[10 empty] | 26722 | VA_STERLING
[10 empty] | 26726 | WV_ELKINS
[10 empty] | 26808 | VA_STERLING
[10 empty] | 26810 | WV_ELKINS
[10 empty] | 26817 | VA_STERLING
[10 empty] | 26818 | WV_ELKINS
[10 empty] | 26823 | VA_STERLING
[10 empty] | 26824 | WV_ELKINS
[10 empty] | 26851 | VA_STERLING
[10 empty] | 26852 | WV_ELKINS
[10 empty] | 26865 | VA_STERLING
[10 empty] | 26866 | WV_ELKINS
[10 empty] | 27006 | NC_GREENSBORO
[10 empty] | 27013 | NC_CHARLOTTE
[10 empty] | 27014 | NC_GREENSBORO
[10 empty] | 27207 | NC_RALEIGH
[10 empty] | 27208 | NC_GREENSBORO
[10 empty] | 27213 | NC_RALEIGH
[10 empty] | 27214 | NC_GREENSBORO
[10 empty] | 27228 | NC_RALEIGH
[10 empty] | 27229 | NC_GREENSBORO
[10 empty] | 27231 | NC_RALEIGH
[10 empty] | 27233 | NC_GREENSBORO
[10 empty] | 27237 | NC_RALEIGH
[10 empty] | 27239 | NC_GREENSBORO
[10 empty] | 27243 | NC_RALEIGH
[10 empty] | 27244 | NC_GREENSBORO
[10 empty] | 27252 | NC_RALEIGH
[10 empty] | 27253 | NC_GREENSBORO
[10 empty] | 27256 | NC_RALEIGH
[10 empty] | 27258 | NC_GREENSBORO
[10 empty] | 27278 | NC_RALEIGH
[10 empty] | 27282 | NC_GREENSBORO
[10 empty] | 27291 | NC_RALEIGH
[10 empty] | 27292 | NC_GREENSBORO
[10 empty] | 27302 | NC_RALEIGH
[10 empty] | 27305 | NC_GREENSBORO
[10 empty] | 27306 | NC_CHARLOTTE
[10 empty] | 27310 | NC_GREENSBORO
[10 empty] | 27312 | NC_RALEIGH
[10 empty] | 27313 | NC_GREENSBORO
[10 empty] | 27314 | NC_RALEIGH
[10 empty] | 27315 | NC_GREENSBORO
[10 empty] | 27330 | NC_RALEIGH
[10 empty] | 27341 | NC_GREENSBORO
[10 empty] | 27343 | NC_RALEIGH
[10 empty] | 27344 | NC_GREENSBORO
[10 empty] | 27376 | NC_RALEIGH
[10 empty] | 27377 | NC_GREENSBORO
[10 empty] | 27501 | NC_RALEIGH
[10 empty] | 27805 | VA_NORFOLK
[10 empty] | 27806 | NC_CAPE_HATTERAS
[10 empty] | 27807 | NC_RALEIGH
[10 empty] | 27808 | NC_CAPE_HATTERAS
[10 empty] | 27809 | NC_RALEIGH
[10 empty] | 27810 | NC_CAPE_HATTERAS
[10 empty] | 27811 | NC_RALEIGH
[10 empty] | 27814 | NC_CAPE_HATTERAS
[10 empty] | 27816 | NC_RALEIGH
[10 empty] | 27817 | NC_CAPE_HATTERAS
[10 empty] | 27818 | VA_NORFOLK
[10 empty] | 27819 | NC_RALEIGH
[10 empty] | 27820 | VA_NORFOLK
[10 empty] | 27821 | NC_CAPE_HATTERAS
[10 empty] | 27822 | NC_RALEIGH
[10 empty] | 27824 | NC_CAPE_HATTERAS
[10 empty] | 27825 | NC_RALEIGH
[10 empty] | 27826 | NC_CAPE_HATTERAS
[10 empty] | 27827 | NC_RALEIGH
[10 empty] | 27831 | VA_RICHMOND
[10 empty] | 27833 | NC_RALEIGH
[10 empty] | 27838 | VA_RICHMOND
[10 empty] | 27839 | NC_RALEIGH
[10 empty] | 27840 | VA_NORFOLK
[10 empty] | 27841 | NC_RALEIGH
[10 empty] | 27845 | VA_RICHMOND
[10 empty] | 27846 | VA_NORFOLK
[10 empty] | 27850 | NC_RALEIGH
[10 empty] | 27853 | VA_RICHMOND
[10 empty] | 27854 | VA_NORFOLK
[10 empty] | 27856 | NC_RALEIGH
[10 empty] | 27860 | NC_CAPE_HATTERAS
[10 empty] | 27861 | NC_RALEIGH
[10 empty] | 27862 | VA_NORFOLK
[10 empty] | 27863 | NC_RALEIGH
[10 empty] | 27865 | NC_CAPE_HATTERAS
[10 empty] | 27866 | VA_RICHMOND
[10 empty] | 27867 | VA_NORFOLK
[10 empty] | 27868 | NC_RALEIGH
[10 empty] | 27869 | VA_NORFOLK
[10 empty] | 27870 | NC_RALEIGH
[10 empty] | 27872 | VA_NORFOLK
[10 empty] | 27873 | NC_RALEIGH
[10 empty] | 27875 | NC_CAPE_HATTERAS
[10 empty] | 27876 | VA_NORFOLK
[10 empty] | 27878 | NC_RALEIGH
[10 empty] | 27885 | NC_CAPE_HATTERAS
[10 empty] | 27886 | NC_RALEIGH
[10 empty] | 27889 | NC_CAPE_HATTERAS
[10 empty] | 27890 | NC_RALEIGH
[10 empty] | 27892 | VA_NORFOLK
[10 empty] | 27893 | NC_RALEIGH
[10 empty] | 27897 | VA_NORFOLK
[10 empty] | 27915 | NC_CAPE_HATTERAS
[10 empty] | 27916 | VA_NORFOLK
[10 empty] | 27920 | NC_CAPE_HATTERAS
[10 empty] | 27921 | VA_NORFOLK
[10 empty] | 27925 | NC_CAPE_HATTERAS
[10 empty] | 27926 | VA_NORFOLK
[10 empty] | 27928 | NC_CAPE_HATTERAS
[10 empty] | 27929 | VA_NORFOLK
[10 empty] | 27936 | NC_CAPE_HATTERAS
[10 empty] | 27937 | VA_NORFOLK
[10 empty] | 27941 | NC_CAPE_HATTERAS
[10 empty] | 27942 | VA_NORFOLK
[10 empty] | 27943 | NC_CAPE_HATTERAS
[10 empty] | 27944 | VA_NORFOLK
[10 empty] | 27948 | NC_CAPE_HATTERAS
[10 empty] | 27950 | VA_NORFOLK
[10 empty] | 27953 | NC_CAPE_HATTERAS
[10 empty] | 27956 | VA_NORFOLK
[10 empty] | 27959 | NC_CAPE_HATTERAS
[10 empty] | 27962 | VA_NORFOLK
[10 empty] | 27964 | NC_CAPE_HATTERAS
[10 empty] | 27965 | VA_NORFOLK
[10 empty] | 27968 | NC_CAPE_HATTERAS
[10 empty] | 27969 | VA_NORFOLK
[10 empty] | 27970 | NC_CAPE_HATTERAS
[10 empty] | 27973 | VA_NORFOLK
[10 empty] | 27978 | NC_CAPE_HATTERAS
[10 empty] | 27979 | VA_NORFOLK
[10 empty] | 27981 | NC_CAPE_HATTERAS
[10 empty] | 27983 | VA_NORFOLK
[10 empty] | 28001 | NC_CHARLOTTE
[10 empty] | 28009 | NC_GREENSBORO
[10 empty] | 28010 | NC_CHARLOTTE
[10 empty] | 28017 | SC_GREENVILLE
[10 empty] | 28020 | NC_CHARLOTTE
[10 empty] | 28024 | SC_GREENVILLE
[10 empty] | 28025 | NC_CHARLOTTE
[10 empty] | 28039 | NC_GREENSBORO
[10 empty] | 28040 | SC_GREENVILLE
[10 empty] | 28041 | NC_CHARLOTTE
[10 empty] | 28043 | SC_GREENVILLE
[10 empty] | 28051 | NC_CHARLOTTE
[10 empty] | 28074 | SC_GREENVILLE
[10 empty] | 28075 | NC_CHARLOTTE
[10 empty] | 28076 | SC_GREENVILLE
[10 empty] | 28077 | NC_CHARLOTTE
[10 empty] | 28114 | SC_GREENVILLE
[10 empty] | 28115 | NC_CHARLOTTE
[10 empty] | 28139 | NC_ASHEVILLE
[10 empty] | 28144 | NC_CHARLOTTE
[10 empty] | 28159 | NC_GREENSBORO
[10 empty] | 28160 | NC_ASHEVILLE
[10 empty] | 28163 | NC_CHARLOTTE
[10 empty] | 28167 | NC_ASHEVILLE
[10 empty] | 28168 | NC_CHARLOTTE
[10 empty] | 28301 | NC_RALEIGH
[10 empty] | 28319 | NC_WILMINGTON
[10 empty] | 28323 | NC_RALEIGH
[10 empty] | 28328 | NC_WILMINGTON
[10 empty] | 28330 | NC_CHARLOTTE
[10 empty] | 28331 | NC_RALEIGH
[10 empty] | 28332 | NC_WILMINGTON
[10 empty] | 28333 | NC_RALEIGH
[10 empty] | 28337 | NC_WILMINGTON
[10 empty] | 28338 | NC_CHARLOTTE
[10 empty] | 28339 | NC_RALEIGH
[10 empty] | 28340 | NC_WILMINGTON
[10 empty] | 28342 | NC_RALEIGH
[10 empty] | 28343 | NC_CHARLOTTE
[10 empty] | 28344 | NC_RALEIGH
[10 empty] | 28345 | NC_CHARLOTTE
[10 empty] | 28347 | NC_RALEIGH
[10 empty] | 28349 | NC_WILMINGTON
[10 empty] | 28350 | NC_RALEIGH
[10 empty] | 28358 | NC_WILMINGTON
[10 empty] | 28361 | NC_RALEIGH
[10 empty] | 28362 | NC_WILMINGTON
[10 empty] | 28363 | NC_CHARLOTTE
[10 empty] | 28364 | NC_RALEIGH
[10 empty] | 28367 | NC_GREENSBORO
[10 empty] | 28368 | NC_RALEIGH
[10 empty] | 28369 | NC_WILMINGTON
[10 empty] | 28370 | NC_RALEIGH
[10 empty] | 28372 | NC_WILMINGTON
[10 empty] | 28373 | NC_RALEIGH
[10 empty] | 28375 | NC_WILMINGTON
[10 empty] | 28376 | NC_RALEIGH
[10 empty] | 28379 | NC_CHARLOTTE
[10 empty] | 28382 | NC_WILMINGTON
[10 empty] | 28385 | NC_RALEIGH
[10 empty] | 28392 | NC_WILMINGTON
[10 empty] | 28394 | NC_RALEIGH
[10 empty] | 28398 | NC_WILMINGTON
[10 empty] | 28509 | NC_CAPE_HATTERAS
[10 empty] | 28512 | NC_WILMINGTON
[10 empty] | 28513 | NC_RALEIGH
[10 empty] | 28515 | NC_CAPE_HATTERAS
[10 empty] | 28518 | NC_WILMINGTON
[10 empty] | 28520 | NC_CAPE_HATTERAS
[10 empty] | 28521 | NC_WILMINGTON
[10 empty] | 28524 | NC_CAPE_HATTERAS
[10 empty] | 28525 | NC_WILMINGTON
[10 empty] | 28527 | NC_CAPE_HATTERAS
[10 empty] | 28530 | NC_RALEIGH
[10 empty] | 28531 | NC_CAPE_HATTERAS
[10 empty] | 28532 | NC_WILMINGTON
[10 empty] | 28537 | NC_CAPE_HATTERAS
[10 empty] | 28538 | NC_RALEIGH
[10 empty] | 28539 | NC_WILMINGTON
[10 empty] | 28551 | NC_RALEIGH
[10 empty] | 28552 | NC_CAPE_HATTERAS
[10 empty] | 28554 | NC_RALEIGH
[10 empty] | 28555 | NC_WILMINGTON
[10 empty] | 28556 | NC_CAPE_HATTERAS
[10 empty] | 28557 | NC_WILMINGTON
[10 empty] | 28571 | NC_CAPE_HATTERAS
[10 empty] | 28572 | NC_WILMINGTON
[10 empty] | 28577 | NC_CAPE_HATTERAS
[10 empty] | 28578 | NC_WILMINGTON
[10 empty] | 28579 | NC_CAPE_HATTERAS
[10 empty] | 28580 | NC_RALEIGH
[10 empty] | 28581 | NC_CAPE_HATTERAS
[10 empty] | 28582 | NC_WILMINGTON
[10 empty] | 28583 | NC_CAPE_HATTERAS
[10 empty] | 28584 | NC_WILMINGTON
[10 empty] | 28587 | NC_CAPE_HATTERAS
[10 empty] | 28590 | NC_RALEIGH
[10 empty] | 28594 | NC_WILMINGTON
[10 empty] | 28601 | NC_CHARLOTTE
[10 empty] | 28604 | TN_BRISTOL
[10 empty] | 28606 | NC_CHARLOTTE
[10 empty] | 28607 | TN_BRISTOL
[10 empty] | 28609 | NC_CHARLOTTE
[10 empty] | 28611 | TN_BRISTOL
[10 empty] | 28612 | NC_CHARLOTTE
[10 empty] | 28615 | TN_BRISTOL
[10 empty] | 28619 | NC_ASHEVILLE
[10 empty] | 28621 | NC_GREENSBORO
[10 empty] | 28622 | TN_BRISTOL
[10 empty] | 28623 | NC_GREENSBORO
[10 empty] | 28624 | TN_BRISTOL
[10 empty] | 28625 | NC_CHARLOTTE
[10 empty] | 28626 | TN_BRISTOL
[10 empty] | 28627 | NC_GREENSBORO
[10 empty] | 28628 | NC_ASHEVILLE
[10 empty] | 28629 | TN_BRISTOL
[10 empty] | 28630 | NC_CHARLOTTE
[10 empty] | 28631 | TN_BRISTOL
[10 empty] | 28633 | NC_CHARLOTTE
[10 empty] | 28634 | NC_GREENSBORO
[10 empty] | 28636 | NC_CHARLOTTE
[10 empty] | 28640 | TN_BRISTOL
[10 empty] | 28642 | NC_GREENSBORO
[10 empty] | 28643 | TN_BRISTOL
[10 empty] | 28645 | NC_CHARLOTTE
[10 empty] | 28646 | TN_BRISTOL
[10 empty] | 28650 | NC_CHARLOTTE
[10 empty] | 28651 | TN_BRISTOL
[10 empty] | 28654 | NC_CHARLOTTE
[10 empty] | 28655 | NC_ASHEVILLE
[10 empty] | 28656 | NC_CHARLOTTE
[10 empty] | 28657 | TN_BRISTOL
[10 empty] | 28658 | NC_CHARLOTTE
[10 empty] | 28659 | NC_GREENSBORO
[10 empty] | 28661 | TN_BRISTOL
[10 empty] | 28666 | NC_CHARLOTTE
[10 empty] | 28668 | NC_GREENSBORO
[10 empty] | 28671 | NC_CHARLOTTE
[10 empty] | 28672 | TN_BRISTOL
[10 empty] | 28673 | NC_CHARLOTTE
[10 empty] | 28675 | TN_BRISTOL
[10 empty] | 28676 | NC_GREENSBORO
[10 empty] | 28677 | NC_CHARLOTTE
[10 empty] | 28679 | TN_BRISTOL
[10 empty] | 28680 | NC_ASHEVILLE
[10 empty] | 28681 | NC_CHARLOTTE
[10 empty] | 28683 | NC_GREENSBORO
[10 empty] | 28684 | TN_BRISTOL
[10 empty] | 28685 | NC_GREENSBORO
[10 empty] | 28687 | NC_CHARLOTTE
[10 empty] | 28689 | NC_GREENSBORO
[10 empty] | 28690 | NC_CHARLOTTE
[10 empty] | 28691 | TN_BRISTOL
[10 empty] | 28697 | NC_CHARLOTTE
[10 empty] | 28698 | TN_BRISTOL
[10 empty] | 28699 | NC_CHARLOTTE
[10 empty] | 28701 | NC_ASHEVILLE
[10 empty] | 28702 | TN_KNOXVILLE
[10 empty] | 28704 | NC_ASHEVILLE
[10 empty] | 28705 | TN_BRISTOL
[10 empty] | 28707 | NC_ASHEVILLE
[10 empty] | 28713 | TN_KNOXVILLE
[10 empty] | 28714 | NC_ASHEVILLE
[10 empty] | 28719 | TN_KNOXVILLE
[10 empty] | 28720 | NC_ASHEVILLE
[10 empty] | 28722 | SC_GREENVILLE
[10 empty] | 28723 | NC_ASHEVILLE
[10 empty] | 28733 | TN_KNOXVILLE
[10 empty] | 28734 | NC_ASHEVILLE
[10 empty] | 28740 | TN_BRISTOL
[10 empty] | 28741 | NC_ASHEVILLE
[10 empty] | 28765 | TN_BRISTOL
[10 empty] | 28766 | NC_ASHEVILLE
[10 empty] | 28771 | TN_KNOXVILLE
[10 empty] | 28772 | NC_ASHEVILLE
[10 empty] | 28781 | TN_KNOXVILLE
[10 empty] | 28782 | SC_GREENVILLE
[10 empty] | 28783 | NC_ASHEVILLE
[10 empty] | 28789 | TN_KNOXVILLE
[10 empty] | 28790 | NC_ASHEVILLE
[10 empty] | 28901 | TN_KNOXVILLE
[10 empty] | 29001 | SC_COLUMBIA
[10 empty] | 29031 | SC_GREENVILLE
[10 empty] | 29032 | SC_COLUMBIA
[10 empty] | 29041 | SC_CHARLESTON
[10 empty] | 29042 | SC_COLUMBIA
[10 empty] | 29048 | SC_CHARLESTON
[10 empty] | 29051 | SC_COLUMBIA
[10 empty] | 29055 | NC_CHARLOTTE
[10 empty] | 29056 | SC_CHARLESTON
[10 empty] | 29058 | NC_CHARLOTTE
[10 empty] | 29059 | SC_CHARLESTON
[10 empty] | 29061 | SC_COLUMBIA
[10 empty] | 29067 | NC_CHARLOTTE
[10 empty] | 29069 | SC_COLUMBIA
[10 empty] | 29081 | GA_AUGUSTA
[10 empty] | 29082 | SC_CHARLESTON
[10 empty] | 29101 | SC_COLUMBIA
[10 empty] | 29148 | SC_CHARLESTON
[10 empty] | 29150 | SC_COLUMBIA
[10 empty] | 29163 | SC_CHARLESTON
[10 empty] | 29164 | SC_COLUMBIA
[10 empty] | 29301 | SC_GREENVILLE
[10 empty] | 29364 | NC_CHARLOTTE
[10 empty] | 29365 | SC_GREENVILLE
[10 empty] | 29401 | SC_CHARLESTON
[10 empty] | 29432 | SC_COLUMBIA
[10 empty] | 29433 | SC_CHARLESTON
[10 empty] | 29501 | SC_COLUMBIA
[10 empty] | 29510 | SC_CHARLESTON
[10 empty] | 29511 | NC_WILMINGTON
[10 empty] | 29512 | NC_CHARLOTTE
[10 empty] | 29518 | SC_CHARLESTON
[10 empty] | 29519 | NC_WILMINGTON
[10 empty] | 29520 | NC_CHARLOTTE
[10 empty] | 29526 | NC_WILMINGTON
[10 empty] | 29530 | SC_CHARLESTON
[10 empty] | 29532 | SC_COLUMBIA
[10 empty] | 29536 | NC_WILMINGTON
[10 empty] | 29540 | SC_COLUMBIA
[10 empty] | 29542 | NC_WILMINGTON
[10 empty] | 29546 | SC_CHARLESTON
[10 empty] | 29547 | NC_WILMINGTON
[10 empty] | 29550 | SC_COLUMBIA
[10 empty] | 29554 | SC_CHARLESTON
[10 empty] | 29563 | NC_WILMINGTON
[10 empty] | 29564 | SC_CHARLESTON
[10 empty] | 29565 | NC_WILMINGTON
[10 empty] | 29570 | NC_CHARLOTTE
[10 empty] | 29571 | NC_WILMINGTON
[10 empty] | 29576 | SC_CHARLESTON
[10 empty] | 29577 | NC_WILMINGTON
[10 empty] | 29580 | SC_CHARLESTON
[10 empty] | 29581 | NC_WILMINGTON
[10 empty] | 29583 | SC_CHARLESTON
[10 empty] | 29584 | NC_CHARLOTTE
[10 empty] | 29585 | SC_CHARLESTON
[10 empty] | 29587 | NC_WILMINGTON
[10 empty] | 29590 | SC_CHARLESTON
[10 empty] | 29592 | NC_WILMINGTON
[10 empty] | 29593 | NC_CHARLOTTE
[10 empty] | 29597 | NC_WILMINGTON
[10 empty] | 29601 | SC_GREENVILLE
[10 empty] | 29628 | GA_ATHENS
[10 empty] | 29630 | SC_GREENVILLE
[10 empty] | 29643 | GA_ATHENS
[10 empty] | 29644 | SC_GREENVILLE
[10 empty] | 29658 | GA_ATHENS
[10 empty] | 29661 | SC_GREENVILLE
[10 empty] | 29664 | NC_ASHEVILLE
[10 empty] | 29665 | SC_GREENVILLE
[10 empty] | 29702 | NC_CHARLOTTE
[10 empty] | 29801 | GA_AUGUSTA
[10 empty] | 29840 | GA_ATHENS
[10 empty] | 29841 | GA_AUGUSTA
[10 empty] | 29901 | GA_SAVANNAH
[10 empty] | 29911 | GA_AUGUSTA
[10 empty] | 29912 | GA_SAVANNAH
[10 empty] | 29929 | SC_CHARLESTON
[10 empty] | 29931 | GA_SAVANNAH
[10 empty] | 30002 | GA_ATLANTA
[10 empty] | 30011 | GA_ATHENS
[10 empty] | 30012 | GA_ATLANTA
[10 empty] | 30018 | GA_ATHENS
[10 empty] | 30021 | GA_ATLANTA
[10 empty] | 30025 | GA_ATHENS
[10 empty] | 30026 | GA_ATLANTA
[10 empty] | 30055 | GA_ATHENS
[10 empty] | 30058 | GA_ATLANTA
[10 empty] | 30103 | TN_CHATTANOOGA
[10 empty] | 30104 | GA_ATLANTA
[10 empty] | 30105 | TN_CHATTANOOGA
[10 empty] | 30106 | GA_ATLANTA
[10 empty] | 30129 | TN_CHATTANOOGA
[10 empty] | 30132 | GA_ATLANTA
[10 empty] | 30139 | TN_CHATTANOOGA
[10 empty] | 30140 | GA_ATLANTA
[10 empty] | 30149 | TN_CHATTANOOGA
[10 empty] | 30150 | GA_ATLANTA
[10 empty] | 30161 | TN_CHATTANOOGA
[10 empty] | 30168 | GA_ATLANTA
[10 empty] | 30172 | TN_CHATTANOOGA
[10 empty] | 30173 | GA_ATLANTA
[10 empty] | 30175 | TN_CHATTANOOGA
[10 empty] | 30176 | GA_ATLANTA
[10 empty] | 30204 | GA_MACON
[10 empty] | 30205 | GA_ATLANTA
[10 empty] | 30216 | GA_MACON
[10 empty] | 30217 | GA_ATLANTA
[10 empty] | 30219 | GA_COLUMBUS
[10 empty] | 30220 | GA_ATLANTA
[10 empty] | 30222 | GA_COLUMBUS
[10 empty] | 30223 | GA_ATLANTA
[10 empty] | 30240 | GA_COLUMBUS
[10 empty] | 30248 | GA_ATLANTA
[10 empty] | 30261 | GA_COLUMBUS
[10 empty] | 30263 | GA_ATLANTA
[10 empty] | 30285 | GA_MACON
[10 empty] | 30287 | GA_ATLANTA
[10 empty] | 30293 | GA_COLUMBUS
[10 empty] | 30295 | GA_ATLANTA
[10 empty] | 30401 | GA_AUGUSTA
[10 empty] | 30410 | GA_SAVANNAH
[10 empty] | 30411 | GA_MACON
[10 empty] | 30412 | GA_SAVANNAH
[10 empty] | 30413 | GA_AUGUSTA
[10 empty] | 30414 | GA_SAVANNAH
[10 empty] | 30425 | GA_AUGUSTA
[10 empty] | 30427 | GA_SAVANNAH
[10 empty] | 30428 | GA_MACON
[10 empty] | 30429 | GA_SAVANNAH
[10 empty] | 30434 | GA_AUGUSTA
[10 empty] | 30436 | GA_SAVANNAH
[10 empty] | 30441 | GA_AUGUSTA
[10 empty] | 30445 | GA_MACON
[10 empty] | 30446 | GA_AUGUSTA
[10 empty] | 30449 | GA_SAVANNAH
[10 empty] | 30454 | GA_MACON
[10 empty] | 30455 | GA_AUGUSTA
[10 empty] | 30457 | GA_MACON
[10 empty] | 30458 | GA_SAVANNAH
[10 empty] | 30466 | GA_AUGUSTA
[10 empty] | 30470 | GA_MACON
[10 empty] | 30471 | GA_AUGUSTA
[10 empty] | 30473 | GA_SAVANNAH
[10 empty] | 30477 | GA_AUGUSTA
[10 empty] | 30499 | GA_SAVANNAH
[10 empty] | 30501 | GA_ATHENS
[10 empty] | 30512 | TN_KNOXVILLE
[10 empty] | 30513 | TN_CHATTANOOGA
[10 empty] | 30514 | TN_KNOXVILLE
[10 empty] | 30515 | GA_ATHENS
[10 empty] | 30518 | GA_ATLANTA
[10 empty] | 30520 | GA_ATHENS
[10 empty] | 30522 | TN_CHATTANOOGA
[10 empty] | 30523 | GA_ATHENS
[10 empty] | 30525 | NC_ASHEVILLE
[10 empty] | 30527 | GA_ATHENS
[10 empty] | 30537 | NC_ASHEVILLE
[10 empty] | 30538 | GA_ATHENS
[10 empty] | 30539 | TN_CHATTANOOGA
[10 empty] | 30542 | GA_ATHENS
[10 empty] | 30546 | TN_KNOXVILLE
[10 empty] | 30547 | GA_ATHENS
[10 empty] | 30555 | TN_CHATTANOOGA
[10 empty] | 30557 | GA_ATHENS
[10 empty] | 30559 | TN_CHATTANOOGA
[10 empty] | 30562 | NC_ASHEVILLE
[10 empty] | 30563 | GA_ATHENS
[10 empty] | 30568 | NC_ASHEVILLE
[10 empty] | 30571 | GA_ATHENS
[10 empty] | 30582 | TN_KNOXVILLE
[10 empty] | 30596 | GA_ATHENS
[10 empty] | 30701 | TN_CHATTANOOGA
[10 empty] | 30802 | GA_AUGUSTA
[10 empty] | 30821 | GA_ATHENS
[10 empty] | 30822 | GA_AUGUSTA
[10 empty] | 31001 | GA_MACON
[10 empty] | 31018 | GA_AUGUSTA
[10 empty] | 31019 | GA_MACON
[10 empty] | 31024 | GA_ATHENS
[10 empty] | 31025 | GA_MACON
[10 empty] | 31039 | GA_COLUMBUS
[10 empty] | 31040 | GA_MACON
[10 empty] | 31045 | GA_AUGUSTA
[10 empty] | 31046 | GA_MACON
[10 empty] | 31049 | GA_AUGUSTA
[10 empty] | 31050 | GA_MACON
[10 empty] | 31058 | GA_COLUMBUS
[10 empty] | 31060 | GA_MACON
[10 empty] | 31081 | GA_COLUMBUS
[10 empty] | 31082 | GA_MACON
[10 empty] | 31085 | GA_ATHENS
[10 empty] | 31086 | GA_MACON
[10 empty] | 31087 | GA_AUGUSTA
[10 empty] | 31088 | GA_MACON
[10 empty] | 31094 | GA_AUGUSTA
[10 empty] | 31095 | GA_MACON
[10 empty] | 31106 | GA_ATLANTA
[10 empty] | 31201 | GA_MACON
[10 empty] | 31301 | GA_SAVANNAH
[10 empty] | 31501 | FL_JACKSONVILLE
[10 empty] | 31512 | GA_MACON
[10 empty] | 31513 | GA_SAVANNAH
[10 empty] | 31516 | FL_JACKSONVILLE
[10 empty] | 31519 | GA_MACON
[10 empty] | 31520 | FL_JACKSONVILLE
[10 empty] | 31532 | GA_MACON
[10 empty] | 31537 | FL_JACKSONVILLE
[10 empty] | 31539 | GA_MACON
[10 empty] | 31542 | FL_JACKSONVILLE
[10 empty] | 31544 | GA_MACON
[10 empty] | 31545 | GA_SAVANNAH
[10 empty] | 31547 | FL_JACKSONVILLE
[10 empty] | 31549 | GA_MACON
[10 empty] | 31550 | FL_JACKSONVILLE
[10 empty] | 31555 | GA_SAVANNAH
[10 empty] | 31556 | FL_JACKSONVILLE
[10 empty] | 31560 | GA_SAVANNAH
[10 empty] | 31561 | FL_JACKSONVILLE
[10 empty] | 31563 | GA_SAVANNAH
[10 empty] | 31564 | FL_JACKSONVILLE
[10 empty] | 31567 | GA_MACON
[10 empty] | 31568 | FL_JACKSONVILLE
[10 empty] | 31598 | GA_SAVANNAH
[10 empty] | 31601 | FL_TALLAHASSEE
[10 empty] | 31622 | GA_MACON
[10 empty] | 31623 | FL_JACKSONVILLE
[10 empty] | 31625 | FL_TALLAHASSEE
[10 empty] | 31630 | FL_JACKSONVILLE
[10 empty] | 31632 | FL_TALLAHASSEE
[10 empty] | 31634 | FL_JACKSONVILLE
[10 empty] | 31635 | FL_TALLAHASSEE
[10 empty] | 31642 | FL_JACKSONVILLE
[10 empty] | 31643 | FL_TALLAHASSEE
[10 empty] | 31646 | FL_JACKSONVILLE
[10 empty] | 31647 | FL_TALLAHASSEE
[10 empty] | 31648 | FL_JACKSONVILLE
[10 empty] | 31698 | FL_TALLAHASSEE
[10 empty] | 31701 | GA_COLUMBUS
[10 empty] | 31712 | GA_MACON
[10 empty] | 31713 | GA_COLUMBUS
[10 empty] | 31714 | GA_MACON
[10 empty] | 31715 | FL_TALLAHASSEE
[10 empty] | 31724 | GA_COLUMBUS
[10 empty] | 31725 | FL_TALLAHASSEE
[10 empty] | 31726 | GA_COLUMBUS
[10 empty] | 31727 | GA_MACON
[10 empty] | 31728 | FL_TALLAHASSEE
[10 empty] | 31733 | GA_MACON
[10 empty] | 31734 | FL_TALLAHASSEE
[10 empty] | 31735 | GA_MACON
[10 empty] | 31736 | GA_COLUMBUS
[10 empty] | 31737 | FL_TALLAHASSEE
[10 empty] | 31740 | GA_COLUMBUS
[10 empty] | 31741 | FL_TALLAHASSEE
[10 empty] | 31742 | GA_COLUMBUS
[10 empty] | 31743 | GA_MACON
[10 empty] | 31744 | FL_TALLAHASSEE
[10 empty] | 31746 | GA_COLUMBUS
[10 empty] | 31747 | FL_TALLAHASSEE
[10 empty] | 31749 | GA_MACON
[10 empty] | 31751 | GA_COLUMBUS
[10 empty] | 31752 | FL_TALLAHASSEE
[10 empty] | 31754 | GA_COLUMBUS
[10 empty] | 31756 | FL_TALLAHASSEE
[10 empty] | 31760 | GA_MACON
[10 empty] | 31761 | FL_TALLAHASSEE
[10 empty] | 31762 | GA_COLUMBUS
[10 empty] | 31764 | GA_MACON
[10 empty] | 31765 | FL_TALLAHASSEE
[10 empty] | 31766 | GA_COLUMBUS
[10 empty] | 31768 | FL_TALLAHASSEE
[10 empty] | 31769 | GA_MACON
[10 empty] | 31770 | FL_TALLAHASSEE
[10 empty] | 31772 | GA_MACON
[10 empty] | 31773 | FL_TALLAHASSEE
[10 empty] | 31774 | GA_MACON
[10 empty] | 31775 | FL_TALLAHASSEE
[10 empty] | 31777 | GA_COLUMBUS
[10 empty] | 31778 | FL_TALLAHASSEE
[10 empty] | 31780 | GA_COLUMBUS
[10 empty] | 31781 | GA_MACON
[10 empty] | 31782 | FL_TALLAHASSEE
[10 empty] | 31783 | GA_MACON
[10 empty] | 31784 | FL_TALLAHASSEE
[10 empty] | 31785 | GA_COLUMBUS
[10 empty] | 31789 | GA_MACON
[10 empty] | 31792 | FL_TALLAHASSEE
[10 empty] | 31793 | GA_MACON
[10 empty] | 31797 | FL_TALLAHASSEE
[10 empty] | 31798 | GA_MACON
[10 empty] | 31799 | FL_TALLAHASSEE
[10 empty] | 31801 | GA_COLUMBUS
[10 empty] | 32004 | FL_JACKSONVILLE
[10 empty] | 32013 | FL_TALLAHASSEE
[10 empty] | 32024 | FL_JACKSONVILLE
[10 empty] | 32033 | FL_DAYTONA_BEACH
[10 empty] | 32034 | FL_JACKSONVILLE
[10 empty] | 32053 | FL_TALLAHASSEE
[10 empty] | 32054 | FL_JACKSONVILLE
[10 empty] | 32059 | FL_TALLAHASSEE
[10 empty] | 32060 | FL_JACKSONVILLE
[10 empty] | 32066 | FL_TALLAHASSEE
[10 empty] | 32067 | FL_JACKSONVILLE
[10 empty] | 32084 | FL_DAYTONA_BEACH
[10 empty] | 32085 | FL_JACKSONVILLE
[10 empty] | 32086 | FL_DAYTONA_BEACH
[10 empty] | 32087 | FL_JACKSONVILLE
[10 empty] | 32102 | FL_DAYTONA_BEACH
[10 empty] | 32138 | FL_JACKSONVILLE
[10 empty] | 32139 | FL_DAYTONA_BEACH
[10 empty] | 32140 | FL_JACKSONVILLE
[10 empty] | 32141 | FL_DAYTONA_BEACH
[10 empty] | 32160 | FL_JACKSONVILLE
[10 empty] | 32164 | FL_DAYTONA_BEACH
[10 empty] | 32185 | FL_JACKSONVILLE
[10 empty] | 32187 | FL_DAYTONA_BEACH
[10 empty] | 32201 | FL_JACKSONVILLE
[10 empty] | 32301 | FL_TALLAHASSEE
[10 empty] | 32434 | AL_MONTGOMERY
[10 empty] | 32435 | FL_TALLAHASSEE
[10 empty] | 32501 | AL_MOBILE
[10 empty] | 32538 | AL_MONTGOMERY
[10 empty] | 32539 | AL_MOBILE
[10 empty] | 32567 | AL_MONTGOMERY
[10 empty] | 32568 | AL_MOBILE
[10 empty] | 32601 | FL_JACKSONVILLE
[10 empty] | 32617 | FL_DAYTONA_BEACH
[10 empty] | 32618 | FL_JACKSONVILLE
[10 empty] | 32625 | FL_TAMPA
[10 empty] | 32626 | FL_JACKSONVILLE
[10 empty] | 32628 | FL_TALLAHASSEE
[10 empty] | 32631 | FL_JACKSONVILLE
[10 empty] | 32633 | FL_DAYTONA_BEACH
[10 empty] | 32639 | FL_TAMPA
[10 empty] | 32640 | FL_JACKSONVILLE
[10 empty] | 32648 | FL_TALLAHASSEE
[10 empty] | 32653 | FL_JACKSONVILLE
[10 empty] | 32654 | FL_DAYTONA_BEACH
[10 empty] | 32655 | FL_JACKSONVILLE
[10 empty] | 32662 | FL_DAYTONA_BEACH
[10 empty] | 32666 | FL_JACKSONVILLE
[10 empty] | 32668 | FL_DAYTONA_BEACH
[10 empty] | 32669 | FL_JACKSONVILLE
[10 empty] | 32681 | FL_DAYTONA_BEACH
[10 empty] | 32683 | FL_TAMPA
[10 empty] | 32686 | FL_DAYTONA_BEACH
[10 empty] | 32692 | FL_TAMPA
[10 empty] | 32693 | FL_JACKSONVILLE
[10 empty] | 32696 | FL_DAYTONA_BEACH
[10 empty] | 32697 | FL_JACKSONVILLE
[10 empty] | 32701 | FL_DAYTONA_BEACH
[10 empty] | 32948 | FL_WEST_PALM_BEACH
[10 empty] | 32950 | FL_DAYTONA_BEACH
[10 empty] | 32957 | FL_WEST_PALM_BEACH
[10 empty] | 32959 | FL_DAYTONA_BEACH
[10 empty] | 32960 | FL_WEST_PALM_BEACH
[10 empty] | 33001 | FL_KEY_WEST
[10 empty] | 33002 | FL_MIAMI
[10 empty] | 33040 | FL_KEY_WEST
[10 empty] | 33054 | FL_MIAMI
[10 empty] | 33061 | FL_WEST_PALM_BEACH
[10 empty] | 33068 | FL_MIAMI
[10 empty] | 33072 | FL_WEST_PALM_BEACH
[10 empty] | 33081 | FL_MIAMI
[10 empty] | 33401 | FL_WEST_PALM_BEACH
[10 empty] | 33503 | FL_TAMPA
[10 empty] | 33857 | FL_WEST_PALM_BEACH
[10 empty] | 33858 | FL_TAMPA
[10 empty] | 33912 | FL_WEST_PALM_BEACH
[10 empty] | 33914 | FL_TAMPA
[10 empty] | 33920 | FL_WEST_PALM_BEACH
[10 empty] | 33921 | FL_TAMPA
[10 empty] | 33926 | FL_MIAMI
[10 empty] | 33927 | FL_TAMPA
[10 empty] | 33928 | FL_MIAMI
[10 empty] | 33930 | FL_WEST_PALM_BEACH
[10 empty] | 33931 | FL_TAMPA
[10 empty] | 33935 | FL_WEST_PALM_BEACH
[10 empty] | 33938 | FL_TAMPA
[10 empty] | 33944 | FL_WEST_PALM_BEACH
[10 empty] | 33945 | FL_TAMPA
[10 empty] | 33959 | FL_MIAMI
[10 empty] | 33960 | FL_WEST_PALM_BEACH
[10 empty] | 33965 | FL_TAMPA
[10 empty] | 33970 | FL_WEST_PALM_BEACH
[10 empty] | 33980 | FL_TAMPA
[10 empty] | 34101 | FL_MIAMI
[10 empty] | 34142 | FL_WEST_PALM_BEACH
[10 empty] | 34145 | FL_MIAMI
[10 empty] | 34201 | FL_TAMPA
[10 empty] | 34420 | FL_DAYTONA_BEACH
[10 empty] | 34423 | FL_TAMPA
[10 empty] | 34470 | FL_DAYTONA_BEACH
[10 empty] | 34487 | FL_TAMPA
[10 empty] | 34488 | FL_DAYTONA_BEACH
[10 empty] | 34498 | FL_TAMPA
[10 empty] | 34705 | FL_DAYTONA_BEACH
[10 empty] | 34711 | FL_TAMPA
[10 empty] | 34729 | FL_DAYTONA_BEACH
[10 empty] | 34736 | FL_TAMPA
[10 empty] | 34737 | FL_DAYTONA_BEACH
[10 empty] | 34747 | FL_TAMPA
[10 empty] | 34748 | FL_DAYTONA_BEACH
[10 empty] | 34753 | FL_TAMPA
[10 empty] | 34755 | FL_DAYTONA_BEACH
[10 empty] | 34758 | FL_TAMPA
[10 empty] | 34760 | FL_DAYTONA_BEACH
[10 empty] | 34945 | FL_WEST_PALM_BEACH
[10 empty] | 35004 | AL_BIRMINGHAM
[10 empty] | 35010 | AL_MONTGOMERY
[10 empty] | 35013 | AL_BIRMINGHAM
[10 empty] | 35016 | AL_HUNTSVILLE
[10 empty] | 35020 | AL_BIRMINGHAM
[10 empty] | 35045 | AL_MONTGOMERY
[10 empty] | 35048 | AL_BIRMINGHAM
[10 empty] | 35055 | AL_HUNTSVILLE
[10 empty] | 35060 | AL_BIRMINGHAM
[10 empty] | 35083 | AL_HUNTSVILLE
[10 empty] | 35085 | AL_BIRMINGHAM
[10 empty] | 35087 | AL_HUNTSVILLE
[10 empty] | 35089 | AL_MONTGOMERY
[10 empty] | 35091 | AL_BIRMINGHAM
[10 empty] | 35098 | AL_HUNTSVILLE
[10 empty] | 35111 | AL_BIRMINGHAM
[10 empty] | 35136 | AL_MONTGOMERY
[10 empty] | 35137 | AL_BIRMINGHAM
[10 empty] | 35175 | AL_HUNTSVILLE
[10 empty] | 35176 | AL_BIRMINGHAM
[10 empty] | 35179 | AL_HUNTSVILLE
[10 empty] | 35180 | AL_BIRMINGHAM
[10 empty] | 35441 | MS_MERIDIAN
[10 empty] | 35444 | AL_BIRMINGHAM
[10 empty] | 35447 | MS_MERIDIAN
[10 empty] | 35449 | AL_BIRMINGHAM
[10 empty] | 35459 | MS_MERIDIAN
[10 empty] | 35463 | AL_BIRMINGHAM
[10 empty] | 35464 | MS_MERIDIAN
[10 empty] | 35466 | AL_BIRMINGHAM
[10 empty] | 35470 | MS_MERIDIAN
[10 empty] | 35473 | AL_BIRMINGHAM
[10 empty] | 35477 | MS_MERIDIAN
[10 empty] | 35478 | AL_BIRMINGHAM
[10 empty] | 35491 | MS_MERIDIAN
[10 empty] | 35501 | AL_BIRMINGHAM
[10 empty] | 35540 | AL_HUNTSVILLE
[10 empty] | 35541 | AL_BIRMINGHAM
[10 empty] | 35543 | AL_HUNTSVILLE
[10 empty] | 35544 | AL_BIRMINGHAM
[10 empty] | 35551 | AL_HUNTSVILLE
[10 empty] | 35552 | AL_BIRMINGHAM
[10 empty] | 35553 | AL_HUNTSVILLE
[10 empty] | 35554 | AL_BIRMINGHAM
[10 empty] | 35564 | AL_HUNTSVILLE
[10 empty] | 35573 | AL_BIRMINGHAM
[10 empty] | 35581 | AL_HUNTSVILLE
[10 empty] | 35584 | AL_BIRMINGHAM
[10 empty] | 35585 | AL_HUNTSVILLE
[10 empty] | 35586 | AL_BIRMINGHAM
[10 empty] | 35593 | AL_HUNTSVILLE
[10 empty] | 35594 | AL_BIRMINGHAM
[10 empty] | 35601 | AL_HUNTSVILLE
[10 empty] | 35740 | TN_CHATTANOOGA
[10 empty] | 35741 | AL_HUNTSVILLE
[10 empty] | 35746 | TN_CHATTANOOGA
[10 empty] | 35747 | AL_HUNTSVILLE
[10 empty] | 35765 | TN_CHATTANOOGA
[10 empty] | 35766 | AL_HUNTSVILLE
[10 empty] | 35772 | TN_CHATTANOOGA
[10 empty] | 35773 | AL_HUNTSVILLE
[10 empty] | 35901 | AL_BIRMINGHAM
[10 empty] | 35950 | AL_HUNTSVILLE
[10 empty] | 35952 | AL_BIRMINGHAM
[10 empty] | 35956 | AL_HUNTSVILLE
[10 empty] | 35958 | TN_CHATTANOOGA
[10 empty] | 35961 | AL_HUNTSVILLE
[10 empty] | 35966 | TN_CHATTANOOGA
[10 empty] | 35971 | AL_HUNTSVILLE
[10 empty] | 35972 | AL_BIRMINGHAM
[10 empty] | 35973 | TN_CHATTANOOGA
[10 empty] | 35974 | AL_HUNTSVILLE
[10 empty] | 35978 | TN_CHATTANOOGA
[10 empty] | 35980 | AL_HUNTSVILLE
[10 empty] | 35984 | TN_CHATTANOOGA
[10 empty] | 35987 | AL_BIRMINGHAM
[10 empty] | 35988 | TN_CHATTANOOGA
[10 empty] | 35990 | AL_BIRMINGHAM
[10 empty] | 36003 | AL_MONTGOMERY
[10 empty] | 36016 | GA_COLUMBUS
[10 empty] | 36017 | AL_MONTGOMERY
[10 empty] | 36027 | GA_COLUMBUS
[10 empty] | 36028 | AL_MONTGOMERY
[10 empty] | 36053 | GA_COLUMBUS
[10 empty] | 36054 | AL_MONTGOMERY
[10 empty] | 36072 | GA_COLUMBUS
[10 empty] | 36075 | AL_MONTGOMERY
[10 empty] | 36201 | AL_BIRMINGHAM
[10 empty] | 36256 | GA_COLUMBUS
[10 empty] | 36257 | AL_BIRMINGHAM
[10 empty] | 36261 | GA_ATLANTA
[10 empty] | 36265 | AL_BIRMINGHAM
[10 empty] | 36269 | GA_ATLANTA
[10 empty] | 36271 | AL_BIRMINGHAM
[10 empty] | 36273 | GA_ATLANTA
[10 empty] | 36274 | GA_COLUMBUS
[10 empty] | 36275 | GA_ATLANTA
[10 empty] | 36276 | GA_COLUMBUS
[10 empty] | 36277 | AL_BIRMINGHAM
[10 empty] | 36278 | GA_COLUMBUS
[10 empty] | 36279 | AL_BIRMINGHAM
[10 empty] | 36280 | GA_ATLANTA
[10 empty] | 36301 | FL_TALLAHASSEE
[10 empty] | 36310 | GA_COLUMBUS
[10 empty] | 36311 | AL_MONTGOMERY
[10 empty] | 36312 | FL_TALLAHASSEE
[10 empty] | 36313 | AL_MONTGOMERY
[10 empty] | 36314 | FL_TALLAHASSEE
[10 empty] | 36316 | AL_MONTGOMERY
[10 empty] | 36317 | GA_COLUMBUS
[10 empty] | 36318 | AL_MONTGOMERY
[10 empty] | 36319 | FL_TALLAHASSEE
[10 empty] | 36322 | AL_MONTGOMERY
[10 empty] | 36343 | FL_TALLAHASSEE
[10 empty] | 36344 | AL_MONTGOMERY
[10 empty] | 36345 | GA_COLUMBUS
[10 empty] | 36346 | AL_MONTGOMERY
[10 empty] | 36349 | FL_TALLAHASSEE
[10 empty] | 36350 | AL_MONTGOMERY
[10 empty] | 36353 | GA_COLUMBUS
[10 empty] | 36360 | AL_MONTGOMERY
[10 empty] | 36370 | FL_TALLAHASSEE
[10 empty] | 36371 | AL_MONTGOMERY
[10 empty] | 36373 | GA_COLUMBUS
[10 empty] | 36375 | FL_TALLAHASSEE
[10 empty] | 36401 | AL_MONTGOMERY
[10 empty] | 36419 | AL_MOBILE
[10 empty] | 36420 | AL_MONTGOMERY
[10 empty] | 36426 | AL_MOBILE
[10 empty] | 36429 | AL_MONTGOMERY
[10 empty] | 36436 | MS_MERIDIAN
[10 empty] | 36439 | AL_MOBILE
[10 empty] | 36442 | AL_MONTGOMERY
[10 empty] | 36445 | AL_MOBILE
[10 empty] | 36446 | MS_MERIDIAN
[10 empty] | 36449 | AL_MOBILE
[10 empty] | 36451 | MS_MERIDIAN
[10 empty] | 36453 | AL_MONTGOMERY
[10 empty] | 36454 | AL_MOBILE
[10 empty] | 36455 | AL_MONTGOMERY
[10 empty] | 36457 | AL_MOBILE
[10 empty] | 36460 | AL_MONTGOMERY
[10 empty] | 36470 | AL_MOBILE
[10 empty] | 36471 | AL_MONTGOMERY
[10 empty] | 36473 | AL_MOBILE
[10 empty] | 36474 | AL_MONTGOMERY
[10 empty] | 36480 | AL_MOBILE
[10 empty] | 36481 | AL_MONTGOMERY
[10 empty] | 36482 | AL_MOBILE
[10 empty] | 36483 | AL_MONTGOMERY
[10 empty] | 36501 | AL_MOBILE
[10 empty] | 36524 | MS_MERIDIAN
[10 empty] | 36525 | AL_MOBILE
[10 empty] | 36538 | MS_MERIDIAN
[10 empty] | 36539 | AL_MOBILE
[10 empty] | 36558 | MS_MERIDIAN
[10 empty] | 36559 | AL_MOBILE
[10 empty] | 36570 | MS_MERIDIAN
[10 empty] | 36571 | AL_MOBILE
[10 empty] | 36701 | AL_MONTGOMERY
[10 empty] | 36722 | MS_MERIDIAN
[10 empty] | 36723 | AL_MONTGOMERY
[10 empty] | 36727 | MS_MERIDIAN
[10 empty] | 36728 | AL_MONTGOMERY
[10 empty] | 36732 | MS_MERIDIAN
[10 empty] | 36741 | AL_MONTGOMERY
[10 empty] | 36742 | MS_MERIDIAN
[10 empty] | 36749 | AL_MONTGOMERY
[10 empty] | 36754 | MS_MERIDIAN
[10 empty] | 36756 | AL_MONTGOMERY
[10 empty] | 36762 | MS_MERIDIAN
[10 empty] | 36765 | AL_MONTGOMERY
[10 empty] | 36769 | MS_MERIDIAN
[10 empty] | 36773 | AL_MONTGOMERY
[10 empty] | 36776 | MS_MERIDIAN
[10 empty] | 36778 | AL_MONTGOMERY
[10 empty] | 36782 | MS_MERIDIAN
[10 empty] | 36785 | AL_MONTGOMERY
[10 empty] | 36792 | AL_BIRMINGHAM
[10 empty] | 36801 | GA_COLUMBUS
[10 empty] | 36853 | AL_MONTGOMERY
[10 empty] | 36854 | GA_COLUMBUS
[10 empty] | 36861 | AL_MONTGOMERY
[10 empty] | 36862 | GA_COLUMBUS
[10 empty] | 36901 | MS_MERIDIAN
[10 empty] | 37010 | TN_NASHVILLE
[10 empty] | 37047 | AL_HUNTSVILLE
[10 empty] | 37048 | TN_NASHVILLE
[10 empty] | 37110 | TN_CHATTANOOGA
[10 empty] | 37115 | TN_NASHVILLE
[10 empty] | 37144 | AL_HUNTSVILLE
[10 empty] | 37145 | TN_NASHVILLE
[10 empty] | 37301 | TN_CHATTANOOGA
[10 empty] | 37303 | TN_KNOXVILLE
[10 empty] | 37304 | TN_CHATTANOOGA
[10 empty] | 37306 | AL_HUNTSVILLE
[10 empty] | 37307 | TN_CHATTANOOGA
[10 empty] | 37314 | TN_KNOXVILLE
[10 empty] | 37315 | TN_CHATTANOOGA
[10 empty] | 37328 | AL_HUNTSVILLE
[10 empty] | 37329 | TN_KNOXVILLE
[10 empty] | 37330 | TN_CHATTANOOGA
[10 empty] | 37333 | TN_KNOXVILLE
[10 empty] | 37334 | AL_HUNTSVILLE
[10 empty] | 37336 | TN_CHATTANOOGA
[10 empty] | 37337 | TN_KNOXVILLE
[10 empty] | 37338 | TN_CHATTANOOGA
[10 empty] | 37345 | AL_HUNTSVILLE
[10 empty] | 37347 | TN_CHATTANOOGA
[10 empty] | 37348 | AL_HUNTSVILLE
[10 empty] | 37349 | TN_NASHVILLE
[10 empty] | 37350 | TN_CHATTANOOGA
[10 empty] | 37352 | AL_HUNTSVILLE
[10 empty] | 37353 | TN_CHATTANOOGA
[10 empty] | 37354 | TN_KNOXVILLE
[10 empty] | 37355 | TN_NASHVILLE
[10 empty] | 37356 | TN_CHATTANOOGA
[10 empty] | 37357 | TN_NASHVILLE
[10 empty] | 37359 | AL_HUNTSVILLE
[10 empty] | 37360 | TN_NASHVILLE
[10 empty] | 37361 | TN_CHATTANOOGA
[10 empty] | 37371 | TN_KNOXVILLE
[10 empty] | 37372 | TN_CHATTANOOGA
[10 empty] | 37381 | TN_KNOXVILLE
[10 empty] | 37382 | TN_NASHVILLE
[10 empty] | 37383 | TN_CHATTANOOGA
[10 empty] | 37385 | TN_KNOXVILLE
[10 empty] | 37387 | TN_CHATTANOOGA
[10 empty] | 37388 | TN_NASHVILLE
[10 empty] | 37389 | AL_HUNTSVILLE
[10 empty] | 37391 | TN_CHATTANOOGA
[10 empty] | 37395 | TN_KNOXVILLE
[10 empty] | 37396 | TN_CHATTANOOGA
[10 empty] | 37398 | AL_HUNTSVILLE
[10 empty] | 37401 | TN_CHATTANOOGA
[10 empty] | 37501 | TN_MEMPHIS
[10 empty] | 37601 | TN_BRISTOL
[10 empty] | 37701 | TN_KNOXVILLE
[10 empty] | 37711 | TN_BRISTOL
[10 empty] | 37714 | TN_KNOXVILLE
[10 empty] | 37727 | NC_ASHEVILLE
[10 empty] | 37729 | TN_KNOXVILLE
[10 empty] | 37731 | TN_BRISTOL
[10 empty] | 37732 | TN_KNOXVILLE
[10 empty] | 37743 | TN_BRISTOL
[10 empty] | 37748 | TN_KNOXVILLE
[10 empty] | 37753 | NC_ASHEVILLE
[10 empty] | 37754 | TN_KNOXVILLE
[10 empty] | 37765 | TN_BRISTOL
[10 empty] | 37766 | TN_KNOXVILLE
[10 empty] | 37809 | TN_BRISTOL
[10 empty] | 37813 | TN_KNOXVILLE
[10 empty] | 37818 | TN_BRISTOL
[10 empty] | 37819 | TN_KNOXVILLE
[10 empty] | 37843 | NC_ASHEVILLE
[10 empty] | 37845 | TN_KNOXVILLE
[10 empty] | 37857 | TN_BRISTOL
[10 empty] | 37861 | TN_KNOXVILLE
[10 empty] | 37869 | TN_BRISTOL
[10 empty] | 37870 | TN_KNOXVILLE
[10 empty] | 37873 | TN_BRISTOL
[10 empty] | 37874 | TN_KNOXVILLE
[10 empty] | 37891 | TN_BRISTOL
[10 empty] | 37892 | TN_KNOXVILLE
[10 empty] | 38001 | TN_MEMPHIS
[10 empty] | 38201 | TN_NASHVILLE
[10 empty] | 38225 | TN_MEMPHIS
[10 empty] | 38226 | TN_NASHVILLE
[10 empty] | 38230 | TN_MEMPHIS
[10 empty] | 38231 | TN_NASHVILLE
[10 empty] | 38232 | TN_MEMPHIS
[10 empty] | 38236 | TN_NASHVILLE
[10 empty] | 38237 | TN_MEMPHIS
[10 empty] | 38241 | TN_NASHVILLE
[10 empty] | 38253 | TN_MEMPHIS
[10 empty] | 38256 | TN_NASHVILLE
[10 empty] | 38257 | TN_MEMPHIS
[10 empty] | 38311 | TN_NASHVILLE
[10 empty] | 38313 | TN_MEMPHIS
[10 empty] | 38317 | TN_NASHVILLE
[10 empty] | 38321 | TN_MEMPHIS
[10 empty] | 38324 | TN_NASHVILLE
[10 empty] | 38326 | AL_HUNTSVILLE
[10 empty] | 38327 | TN_MEMPHIS
[10 empty] | 38328 | TN_NASHVILLE
[10 empty] | 38330 | TN_MEMPHIS
[10 empty] | 38333 | TN_NASHVILLE
[10 empty] | 38334 | TN_MEMPHIS
[10 empty] | 38341 | TN_NASHVILLE
[10 empty] | 38343 | TN_MEMPHIS
[10 empty] | 38344 | TN_NASHVILLE
[10 empty] | 38345 | TN_MEMPHIS
[10 empty] | 38363 | TN_NASHVILLE
[10 empty] | 38365 | AL_HUNTSVILLE
[10 empty] | 38366 | TN_MEMPHIS
[10 empty] | 38370 | AL_HUNTSVILLE
[10 empty] | 38371 | TN_MEMPHIS
[10 empty] | 38372 | AL_HUNTSVILLE
[10 empty] | 38374 | TN_NASHVILLE
[10 empty] | 38375 | TN_MEMPHIS
[10 empty] | 38380 | TN_NASHVILLE
[10 empty] | 38381 | TN_MEMPHIS
[10 empty] | 38387 | TN_NASHVILLE
[10 empty] | 38389 | TN_MEMPHIS
[10 empty] | 38390 | TN_NASHVILLE
[10 empty] | 38391 | TN_MEMPHIS
[10 empty] | 38401 | TN_NASHVILLE
[10 empty] | 38425 | AL_HUNTSVILLE
[10 empty] | 38451 | TN_NASHVILLE
[10 empty] | 38452 | AL_HUNTSVILLE
[10 empty] | 38454 | TN_NASHVILLE
[10 empty] | 38455 | AL_HUNTSVILLE
[10 empty] | 38461 | TN_NASHVILLE
[10 empty] | 38463 | AL_HUNTSVILLE
[10 empty] | 38474 | TN_NASHVILLE
[10 empty] | 38475 | AL_HUNTSVILLE
[10 empty] | 38476 | TN_NASHVILLE
[10 empty] | 38477 | AL_HUNTSVILLE
[10 empty] | 38482 | TN_NASHVILLE
[10 empty] | 38485 | AL_HUNTSVILLE
[10 empty] | 38487 | TN_NASHVILLE
[10 empty] | 38488 | AL_HUNTSVILLE
[10 empty] | 38501 | TN_NASHVILLE
[10 empty] | 38504 | TN_KNOXVILLE
[10 empty] | 38505 | TN_NASHVILLE
[10 empty] | 38542 | TN_KNOXVILLE
[10 empty] | 38544 | TN_NASHVILLE
[10 empty] | 38549 | TN_KNOXVILLE
[10 empty] | 38550 | TN_CHATTANOOGA
[10 empty] | 38551 | TN_NASHVILLE
[10 empty] | 38553 | TN_KNOXVILLE
[10 empty] | 38559 | TN_CHATTANOOGA
[10 empty] | 38560 | TN_NASHVILLE
[10 empty] | 38565 | TN_KNOXVILLE
[10 empty] | 38567 | TN_NASHVILLE
[10 empty] | 38573 | TN_KNOXVILLE
[10 empty] | 38575 | TN_NASHVILLE
[10 empty] | 38577 | TN_KNOXVILLE
[10 empty] | 38578 | TN_CHATTANOOGA
[10 empty] | 38580 | TN_NASHVILLE
[10 empty] | 38581 | TN_CHATTANOOGA
[10 empty] | 38582 | TN_NASHVILLE
[10 empty] | 38583 | TN_CHATTANOOGA
[10 empty] | 38588 | TN_NASHVILLE
[10 empty] | 38589 | TN_KNOXVILLE
[10 empty] | 38601 | TN_MEMPHIS
[10 empty] | 38701 | MS_JACKSON
[10 empty] | 38720 | TN_MEMPHIS
[10 empty] | 38721 | MS_JACKSON
[10 empty] | 38725 | AR_LITTLE_ROCK
[10 empty] | 38730 | TN_MEMPHIS
[10 empty] | 38731 | MS_JACKSON
[10 empty] | 38732 | TN_MEMPHIS
[10 empty] | 38736 | MS_JACKSON
[10 empty] | 38737 | TN_MEMPHIS
[10 empty] | 38744 | MS_JACKSON
[10 empty] | 38746 | TN_MEMPHIS
[10 empty] | 38748 | MS_JACKSON
[10 empty] | 38758 | TN_MEMPHIS
[10 empty] | 38760 | MS_JACKSON
[10 empty] | 38762 | TN_MEMPHIS
[10 empty] | 38763 | MS_JACKSON
[10 empty] | 38764 | TN_MEMPHIS
[10 empty] | 38765 | MS_JACKSON
[10 empty] | 38767 | TN_MEMPHIS
[10 empty] | 38769 | AR_LITTLE_ROCK
[10 empty] | 38771 | TN_MEMPHIS
[10 empty] | 38772 | AR_LITTLE_ROCK
[10 empty] | 38773 | MS_JACKSON
[10 empty] | 38774 | TN_MEMPHIS
[10 empty] | 38776 | MS_JACKSON
[10 empty] | 38781 | TN_MEMPHIS
[10 empty] | 38782 | MS_JACKSON
[10 empty] | 38801 | TN_MEMPHIS
[10 empty] | 38821 | AL_BIRMINGHAM
[10 empty] | 38824 | TN_MEMPHIS
[10 empty] | 38825 | AL_BIRMINGHAM
[10 empty] | 38826 | TN_MEMPHIS
[10 empty] | 38827 | AL_HUNTSVILLE
[10 empty] | 38828 | TN_MEMPHIS
[10 empty] | 38833 | AL_HUNTSVILLE
[10 empty] | 38834 | TN_MEMPHIS
[10 empty] | 38838 | AL_HUNTSVILLE
[10 empty] | 38839 | TN_MEMPHIS
[10 empty] | 38843 | AL_HUNTSVILLE
[10 empty] | 38844 | AL_BIRMINGHAM
[10 empty] | 38846 | TN_MEMPHIS
[10 empty] | 38847 | AL_HUNTSVILLE
[10 empty] | 38848 | AL_BIRMINGHAM
[10 empty] | 38849 | TN_MEMPHIS
[10 empty] | 38852 | AL_HUNTSVILLE
[10 empty] | 38854 | MS_MERIDIAN
[10 empty] | 38855 | TN_MEMPHIS
[10 empty] | 38858 | AL_HUNTSVILLE
[10 empty] | 38860 | TN_MEMPHIS
[10 empty] | 38870 | AL_BIRMINGHAM
[10 empty] | 38871 | TN_MEMPHIS
[10 empty] | 38873 | AL_HUNTSVILLE
[10 empty] | 38874 | TN_MEMPHIS
[10 empty] | 38875 | MS_MERIDIAN
[10 empty] | 38876 | AL_HUNTSVILLE
[10 empty] | 38877 | TN_MEMPHIS
[10 empty] | 38912 | MS_JACKSON
[10 empty] | 38913 | TN_MEMPHIS
[10 empty] | 38917 | MS_JACKSON
[10 empty] | 38920 | TN_MEMPHIS
[10 empty] | 38923 | MS_JACKSON
[10 empty] | 38926 | TN_MEMPHIS
[10 empty] | 38930 | MS_JACKSON
[10 empty] | 38940 | TN_MEMPHIS
[10 empty] | 38941 | MS_JACKSON
[10 empty] | 38948 | TN_MEMPHIS
[10 empty] | 38952 | MS_JACKSON
[10 empty] | 38953 | TN_MEMPHIS
[10 empty] | 38954 | MS_JACKSON
[10 empty] | 38955 | TN_MEMPHIS
[10 empty] | 38959 | MS_JACKSON
[10 empty] | 38960 | TN_MEMPHIS
[10 empty] | 38967 | MS_JACKSON
[10 empty] | 39057 | MS_MERIDIAN
[10 empty] | 39058 | MS_JACKSON
[10 empty] | 39092 | MS_MERIDIAN
[10 empty] | 39094 | MS_JACKSON
[10 empty] | 39108 | MS_MERIDIAN
[10 empty] | 39110 | MS_JACKSON
[10 empty] | 39120 | LA_BATON_ROUGE
[10 empty] | 39130 | MS_JACKSON
[10 empty] | 39165 | LA_BATON_ROUGE
[10 empty] | 39166 | MS_JACKSON
[10 empty] | 39190 | LA_BATON_ROUGE
[10 empty] | 39191 | MS_JACKSON
[10 empty] | 39301 | MS_MERIDIAN
[10 empty] | 39362 | AL_MOBILE
[10 empty] | 39363 | MS_MERIDIAN
[10 empty] | 39400 | AL_MOBILE
[10 empty] | 39421 | MS_JACKSON
[10 empty] | 39422 | MS_MERIDIAN
[10 empty] | 39423 | AL_MOBILE
[10 empty] | 39426 | LA_NEW_ORLEANS
[10 empty] | 39427 | MS_JACKSON
[10 empty] | 39436 | MS_MERIDIAN
[10 empty] | 39451 | AL_MOBILE
[10 empty] | 39457 | LA_NEW_ORLEANS
[10 empty] | 39459 | MS_MERIDIAN
[10 empty] | 39461 | AL_MOBILE
[10 empty] | 39463 | LA_NEW_ORLEANS
[10 empty] | 39464 | MS_MERIDIAN
[10 empty] | 39466 | LA_NEW_ORLEANS
[10 empty] | 39470 | AL_MOBILE
[10 empty] | 39474 | MS_JACKSON
[10 empty] | 39475 | AL_MOBILE
[10 empty] | 39477 | MS_MERIDIAN
[10 empty] | 39478 | LA_NEW_ORLEANS
[10 empty] | 39479 | MS_JACKSON
[10 empty] | 39480 | MS_MERIDIAN
[10 empty] | 39482 | MS_JACKSON
[10 empty] | 39500 | AL_MOBILE
[10 empty] | 39520 | LA_NEW_ORLEANS
[10 empty] | 39530 | AL_MOBILE
[10 empty] | 39556 | LA_NEW_ORLEANS
[10 empty] | 39560 | AL_MOBILE
[10 empty] | 39572 | LA_NEW_ORLEANS
[10 empty] | 39573 | AL_MOBILE
[10 empty] | 39576 | LA_NEW_ORLEANS
[10 empty] | 39577 | AL_MOBILE
[10 empty] | 39601 | MS_JACKSON
[10 empty] | 39630 | LA_BATON_ROUGE
[10 empty] | 39641 | MS_JACKSON
[10 empty] | 39645 | LA_BATON_ROUGE
[10 empty] | 39647 | MS_JACKSON
[10 empty] | 39648 | LA_BATON_ROUGE
[10 empty] | 39654 | MS_JACKSON
[10 empty] | 39657 | LA_BATON_ROUGE
[10 empty] | 39662 | MS_JACKSON
[10 empty] | 39664 | LA_BATON_ROUGE
[10 empty] | 39665 | MS_JACKSON
[10 empty] | 39666 | LA_BATON_ROUGE
[10 empty] | 39668 | MS_JACKSON
[10 empty] | 39669 | LA_BATON_ROUGE
[10 empty] | 39701 | MS_MERIDIAN
[10 empty] | 39740 | AL_BIRMINGHAM
[10 empty] | 39741 | MS_MERIDIAN
[10 empty] | 39746 | AL_BIRMINGHAM
[10 empty] | 39747 | MS_JACKSON
[10 empty] | 39750 | MS_MERIDIAN
[10 empty] | 39766 | AL_BIRMINGHAM
[10 empty] | 39767 | MS_JACKSON
[10 empty] | 39769 | MS_MERIDIAN
[10 empty] | 39776 | TN_MEMPHIS
[10 empty] | 39901 | GA_ATLANTA
[10 empty] | 40003 | KY_LEXINGTON
[10 empty] | 40004 | KY_LOUISVILLE
[10 empty] | 40007 | KY_LEXINGTON
[10 empty] | 40008 | KY_LOUISVILLE
[10 empty] | 40009 | KY_LEXINGTON
[10 empty] | 40010 | KY_LOUISVILLE
[10 empty] | 40033 | KY_LEXINGTON
[10 empty] | 40037 | KY_LOUISVILLE
[10 empty] | 40040 | KY_LEXINGTON
[10 empty] | 40041 | KY_LOUISVILLE
[10 empty] | 40046 | KY_LEXINGTON
[10 empty] | 40047 | KY_LOUISVILLE
[10 empty] | 40058 | KY_COVINGTON
[10 empty] | 40059 | KY_LOUISVILLE
[10 empty] | 40076 | KY_LEXINGTON
[10 empty] | 40077 | KY_LOUISVILLE
[10 empty] | 40078 | KY_LEXINGTON
[10 empty] | 40104 | KY_LOUISVILLE
[10 empty] | 40309 | KY_LEXINGTON
[10 empty] | 40313 | WV_HUNTINGTON
[10 empty] | 40316 | KY_LEXINGTON
[10 empty] | 40317 | WV_HUNTINGTON
[10 empty] | 40320 | KY_LEXINGTON
[10 empty] | 40329 | WV_HUNTINGTON
[10 empty] | 40330 | KY_LEXINGTON
[10 empty] | 40351 | WV_HUNTINGTON
[10 empty] | 40353 | KY_LEXINGTON
[10 empty] | 40355 | KY_COVINGTON
[10 empty] | 40356 | KY_LEXINGTON
[10 empty] | 40363 | KY_COVINGTON
[10 empty] | 40366 | KY_LEXINGTON
[10 empty] | 40387 | WV_HUNTINGTON
[10 empty] | 40390 | KY_LEXINGTON
[10 empty] | 40701 | TN_KNOXVILLE
[10 empty] | 40724 | KY_LEXINGTON
[10 empty] | 40730 | TN_KNOXVILLE
[10 empty] | 40737 | KY_LEXINGTON
[10 empty] | 40754 | TN_KNOXVILLE
[10 empty] | 40755 | KY_LEXINGTON
[10 empty] | 40759 | TN_KNOXVILLE
[10 empty] | 40801 | TN_BRISTOL
[10 empty] | 40813 | TN_KNOXVILLE
[10 empty] | 40815 | TN_BRISTOL
[10 empty] | 40856 | TN_KNOXVILLE
[10 empty] | 40858 | TN_BRISTOL
[10 empty] | 40902 | TN_KNOXVILLE
[10 empty] | 40913 | TN_BRISTOL
[10 empty] | 40915 | TN_KNOXVILLE
[10 empty] | 40927 | TN_BRISTOL
[10 empty] | 40930 | TN_KNOXVILLE
[10 empty] | 40931 | KY_LEXINGTON
[10 empty] | 40935 | TN_KNOXVILLE
[10 empty] | 40941 | KY_LEXINGTON
[10 empty] | 40943 | TN_KNOXVILLE
[10 empty] | 40944 | KY_LEXINGTON
[10 empty] | 40946 | TN_KNOXVILLE
[10 empty] | 40951 | KY_LEXINGTON
[10 empty] | 40953 | TN_KNOXVILLE
[10 empty] | 40958 | TN_BRISTOL
[10 empty] | 40962 | KY_LEXINGTON
[10 empty] | 40964 | TN_BRISTOL
[10 empty] | 40965 | TN_KNOXVILLE
[10 empty] | 40972 | KY_LEXINGTON
[10 empty] | 40977 | TN_KNOXVILLE
[10 empty] | 40979 | TN_BRISTOL
[10 empty] | 40981 | KY_LEXINGTON
[10 empty] | 40982 | TN_KNOXVILLE
[10 empty] | 40983 | KY_LEXINGTON
[10 empty] | 40988 | TN_BRISTOL
[10 empty] | 40995 | TN_KNOXVILLE
[10 empty] | 40999 | KY_LEXINGTON
[10 empty] | 41001 | KY_COVINGTON
[10 empty] | 41003 | KY_LEXINGTON
[10 empty] | 41004 | KY_COVINGTON
[10 empty] | 41010 | KY_LEXINGTON
[10 empty] | 41011 | KY_COVINGTON
[10 empty] | 41031 | KY_LEXINGTON
[10 empty] | 41033 | KY_COVINGTON
[10 empty] | 41037 | KY_LEXINGTON
[10 empty] | 41040 | KY_COVINGTON
[10 empty] | 41041 | KY_LEXINGTON
[10 empty] | 41042 | KY_COVINGTON
[10 empty] | 41049 | KY_LEXINGTON
[10 empty] | 41051 | KY_COVINGTON
[10 empty] | 41055 | KY_LEXINGTON
[10 empty] | 41056 | KY_COVINGTON
[10 empty] | 41064 | KY_LEXINGTON
[10 empty] | 41065 | WV_HUNTINGTON
[10 empty] | 41071 | KY_COVINGTON
[10 empty] | 41081 | WV_HUNTINGTON
[10 empty] | 41083 | KY_COVINGTON
[10 empty] | 41093 | WV_HUNTINGTON
[10 empty] | 41094 | KY_COVINGTON
[10 empty] | 41101 | WV_HUNTINGTON
[10 empty] | 41301 | KY_LEXINGTON
[10 empty] | 41310 | WV_HUNTINGTON
[10 empty] | 41311 | KY_LEXINGTON
[10 empty] | 41317 | WV_HUNTINGTON
[10 empty] | 41333 | KY_LEXINGTON
[10 empty] | 41339 | WV_HUNTINGTON
[10 empty] | 41344 | KY_LEXINGTON
[10 empty] | 41352 | WV_HUNTINGTON
[10 empty] | 41360 | KY_LEXINGTON
[10 empty] | 41366 | WV_HUNTINGTON
[10 empty] | 41368 | KY_LEXINGTON
[10 empty] | 41385 | WV_HUNTINGTON
[10 empty] | 41386 | KY_LEXINGTON
[10 empty] | 41408 | WV_HUNTINGTON
[10 empty] | 41512 | TN_BRISTOL
[10 empty] | 41514 | WV_HUNTINGTON
[10 empty] | 41517 | TN_BRISTOL
[10 empty] | 41519 | WV_HUNTINGTON
[10 empty] | 41520 | TN_BRISTOL
[10 empty] | 41526 | WV_HUNTINGTON
[10 empty] | 41534 | TN_BRISTOL
[10 empty] | 41535 | WV_HUNTINGTON
[10 empty] | 41537 | TN_BRISTOL
[10 empty] | 41539 | WV_HUNTINGTON
[10 empty] | 41540 | TN_BRISTOL
[10 empty] | 41543 | WV_HUNTINGTON
[10 empty] | 41548 | TN_BRISTOL
[10 empty] | 41553 | WV_HUNTINGTON
[10 empty] | 41559 | TN_BRISTOL
[10 empty] | 41564 | WV_HUNTINGTON
[10 empty] | 41566 | TN_BRISTOL
[10 empty] | 41567 | WV_HUNTINGTON
[10 empty] | 41572 | TN_BRISTOL
[10 empty] | 41601 | WV_HUNTINGTON
[10 empty] | 41604 | TN_BRISTOL
[10 empty] | 41605 | WV_HUNTINGTON
[10 empty] | 41606 | TN_BRISTOL
[10 empty] | 41607 | WV_HUNTINGTON
[10 empty] | 41612 | TN_BRISTOL
[10 empty] | 41615 | WV_HUNTINGTON
[10 empty] | 41636 | TN_BRISTOL
[10 empty] | 41640 | WV_HUNTINGTON
[10 empty] | 41650 | TN_BRISTOL
[10 empty] | 41651 | WV_HUNTINGTON
[10 empty] | 41667 | TN_BRISTOL
[10 empty] | 41668 | WV_HUNTINGTON
[10 empty] | 41669 | TN_BRISTOL
[10 empty] | 41721 | KY_LEXINGTON
[10 empty] | 41722 | TN_BRISTOL
[10 empty] | 41745 | KY_LEXINGTON
[10 empty] | 41746 | TN_BRISTOL
[10 empty] | 41772 | WV_HUNTINGTON
[10 empty] | 41773 | TN_BRISTOL
[10 empty] | 41839 | WV_HUNTINGTON
[10 empty] | 41840 | TN_BRISTOL
[10 empty] | 41859 | WV_HUNTINGTON
[10 empty] | 41861 | TN_BRISTOL
[10 empty] | 42001 | IN_EVANSVILLE
[10 empty] | 42020 | TN_NASHVILLE
[10 empty] | 42021 | IN_EVANSVILLE
[10 empty] | 42036 | TN_NASHVILLE
[10 empty] | 42037 | IN_EVANSVILLE
[10 empty] | 42040 | TN_NASHVILLE
[10 empty] | 42041 | TN_MEMPHIS
[10 empty] | 42044 | IN_EVANSVILLE
[10 empty] | 42046 | TN_NASHVILLE
[10 empty] | 42047 | IN_EVANSVILLE
[10 empty] | 42048 | TN_NASHVILLE
[10 empty] | 42050 | TN_MEMPHIS
[10 empty] | 42051 | IN_EVANSVILLE
[10 empty] | 42054 | TN_NASHVILLE
[10 empty] | 42055 | IN_EVANSVILLE
[10 empty] | 42063 | TN_NASHVILLE
[10 empty] | 42064 | IN_EVANSVILLE
[10 empty] | 42071 | TN_NASHVILLE
[10 empty] | 42078 | IN_EVANSVILLE
[10 empty] | 42079 | TN_NASHVILLE
[10 empty] | 42081 | IN_EVANSVILLE
[10 empty] | 42085 | TN_NASHVILLE
[10 empty] | 42086 | IN_EVANSVILLE
[10 empty] | 42101 | TN_NASHVILLE
[10 empty] | 42127 | KY_LOUISVILLE
[10 empty] | 42128 | TN_NASHVILLE
[10 empty] | 42129 | KY_LOUISVILLE
[10 empty] | 42130 | TN_NASHVILLE
[10 empty] | 42152 | KY_LOUISVILLE
[10 empty] | 42153 | TN_NASHVILLE
[10 empty] | 42154 | KY_LOUISVILLE
[10 empty] | 42156 | TN_NASHVILLE
[10 empty] | 42201 | IN_EVANSVILLE
[10 empty] | 42202 | TN_NASHVILLE
[10 empty] | 42207 | KY_LOUISVILLE
[10 empty] | 42209 | IN_EVANSVILLE
[10 empty] | 42210 | KY_LOUISVILLE
[10 empty] | 42211 | TN_NASHVILLE
[10 empty] | 42214 | KY_LOUISVILLE
[10 empty] | 42215 | IN_EVANSVILLE
[10 empty] | 42216 | TN_NASHVILLE
[10 empty] | 42217 | IN_EVANSVILLE
[10 empty] | 42219 | TN_NASHVILLE
[10 empty] | 42251 | IN_EVANSVILLE
[10 empty] | 42252 | TN_NASHVILLE
[10 empty] | 42257 | KY_LOUISVILLE
[10 empty] | 42261 | IN_EVANSVILLE
[10 empty] | 42262 | TN_NASHVILLE
[10 empty] | 42267 | IN_EVANSVILLE
[10 empty] | 42270 | TN_NASHVILLE
[10 empty] | 42273 | IN_EVANSVILLE
[10 empty] | 42274 | TN_NASHVILLE
[10 empty] | 42275 | KY_LOUISVILLE
[10 empty] | 42276 | TN_NASHVILLE
[10 empty] | 42285 | KY_LOUISVILLE
[10 empty] | 42286 | TN_NASHVILLE
[10 empty] | 42287 | IN_EVANSVILLE
[10 empty] | 42288 | TN_NASHVILLE
[10 empty] | 42301 | IN_EVANSVILLE
[10 empty] | 42339 | TN_NASHVILLE
[10 empty] | 42343 | IN_EVANSVILLE
[10 empty] | 42501 | KY_LEXINGTON
[10 empty] | 42602 | TN_KNOXVILLE
[10 empty] | 42629 | KY_LEXINGTON
[10 empty] | 42631 | TN_KNOXVILLE
[10 empty] | 42632 | KY_LEXINGTON
[10 empty] | 42634 | TN_KNOXVILLE
[10 empty] | 42642 | KY_LEXINGTON
[10 empty] | 42647 | TN_KNOXVILLE
[10 empty] | 42701 | KY_LOUISVILLE
[10 empty] | 42711 | KY_LEXINGTON
[10 empty] | 42712 | KY_LOUISVILLE
[10 empty] | 42715 | KY_LEXINGTON
[10 empty] | 42716 | KY_LOUISVILLE
[10 empty] | 42717 | TN_NASHVILLE
[10 empty] | 42718 | KY_LOUISVILLE
[10 empty] | 42720 | KY_LEXINGTON
[10 empty] | 42721 | KY_LOUISVILLE
[10 empty] | 42728 | KY_LEXINGTON
[10 empty] | 42729 | KY_LOUISVILLE
[10 empty] | 42731 | TN_NASHVILLE
[10 empty] | 42732 | KY_LOUISVILLE
[10 empty] | 42733 | KY_LEXINGTON
[10 empty] | 42740 | KY_LOUISVILLE
[10 empty] | 42741 | KY_LEXINGTON
[10 empty] | 42742 | KY_LOUISVILLE
[10 empty] | 42753 | KY_LEXINGTON
[10 empty] | 42754 | KY_LOUISVILLE
[10 empty] | 42758 | KY_LEXINGTON
[10 empty] | 42759 | TN_NASHVILLE
[10 empty] | 42761 | KY_LOUISVILLE
[10 empty] | 42786 | TN_NASHVILLE
[10 empty] | 42788 | KY_LOUISVILLE
[10 empty] | 43001 | OH_COLUMBUS
[10 empty] | 43006 | OH_MANSFIELD
[10 empty] | 43007 | OH_COLUMBUS
[10 empty] | 43009 | OH_DAYTON
[10 empty] | 43011 | OH_COLUMBUS
[10 empty] | 43014 | OH_MANSFIELD
[10 empty] | 43015 | OH_COLUMBUS
[10 empty] | 43019 | OH_MANSFIELD
[10 empty] | 43021 | OH_COLUMBUS
[10 empty] | 43022 | OH_MANSFIELD
[10 empty] | 43023 | OH_COLUMBUS
[10 empty] | 43028 | OH_MANSFIELD
[10 empty] | 43029 | OH_COLUMBUS
[10 empty] | 43044 | OH_DAYTON
[10 empty] | 43045 | OH_COLUMBUS
[10 empty] | 43047 | OH_DAYTON
[10 empty] | 43048 | OH_COLUMBUS
[10 empty] | 43050 | OH_MANSFIELD
[10 empty] | 43054 | OH_COLUMBUS
[10 empty] | 43060 | OH_DAYTON
[10 empty] | 43061 | OH_COLUMBUS
[10 empty] | 43070 | OH_DAYTON
[10 empty] | 43071 | OH_COLUMBUS
[10 empty] | 43072 | OH_DAYTON
[10 empty] | 43073 | OH_COLUMBUS
[10 empty] | 43078 | OH_DAYTON
[10 empty] | 43080 | OH_COLUMBUS
[10 empty] | 43083 | OH_DAYTON
[10 empty] | 43085 | OH_COLUMBUS
[10 empty] | 43128 | OH_DAYTON
[10 empty] | 43130 | OH_COLUMBUS
[10 empty] | 43142 | OH_DAYTON
[10 empty] | 43143 | OH_COLUMBUS
[10 empty] | 43153 | OH_DAYTON
[10 empty] | 43154 | OH_COLUMBUS
[10 empty] | 43301 | OH_MANSFIELD
[10 empty] | 43310 | OH_DAYTON
[10 empty] | 43314 | OH_MANSFIELD
[10 empty] | 43318 | OH_DAYTON
[10 empty] | 43320 | OH_MANSFIELD
[10 empty] | 43322 | OH_COLUMBUS
[10 empty] | 43323 | OH_MANSFIELD
[10 empty] | 43324 | OH_DAYTON
[10 empty] | 43325 | OH_MANSFIELD
[10 empty] | 43331 | OH_DAYTON
[10 empty] | 43332 | OH_MANSFIELD
[10 empty] | 43333 | OH_DAYTON
[10 empty] | 43334 | OH_COLUMBUS
[10 empty] | 43335 | OH_MANSFIELD
[10 empty] | 43336 | OH_COLUMBUS
[10 empty] | 43337 | OH_MANSFIELD
[10 empty] | 43340 | OH_COLUMBUS
[10 empty] | 43341 | OH_MANSFIELD
[10 empty] | 43342 | OH_COLUMBUS
[10 empty] | 43343 | OH_DAYTON
[10 empty] | 43344 | OH_COLUMBUS
[10 empty] | 43346 | OH_DAYTON
[10 empty] | 43349 | OH_MANSFIELD
[10 empty] | 43350 | OH_COLUMBUS
[10 empty] | 43351 | OH_MANSFIELD
[10 empty] | 43356 | OH_COLUMBUS
[10 empty] | 43357 | OH_DAYTON
[10 empty] | 43358 | OH_COLUMBUS
[10 empty] | 43359 | OH_MANSFIELD
[10 empty] | 43360 | OH_DAYTON
[10 empty] | 43402 | OH_TOLEDO
[10 empty] | 43410 | OH_MANSFIELD
[10 empty] | 43412 | OH_TOLEDO
[10 empty] | 43436 | MI_DETROIT
[10 empty] | 43437 | OH_TOLEDO
[10 empty] | 43438 | OH_CLEVELAND
[10 empty] | 43439 | OH_TOLEDO
[10 empty] | 43440 | OH_CLEVELAND
[10 empty] | 43441 | OH_TOLEDO
[10 empty] | 43446 | MI_DETROIT
[10 empty] | 43447 | OH_TOLEDO
[10 empty] | 43505 | IN_FORT_WAYNE
[10 empty] | 43506 | OH_TOLEDO
[10 empty] | 43517 | IN_FORT_WAYNE
[10 empty] | 43519 | OH_TOLEDO
[10 empty] | 43520 | IN_FORT_WAYNE
[10 empty] | 43521 | OH_TOLEDO
[10 empty] | 43526 | IN_FORT_WAYNE
[10 empty] | 43527 | OH_TOLEDO
[10 empty] | 43536 | IN_FORT_WAYNE
[10 empty] | 43537 | OH_TOLEDO
[10 empty] | 43556 | IN_FORT_WAYNE
[10 empty] | 43557 | OH_TOLEDO
[10 empty] | 43701 | OH_COLUMBUS
[10 empty] | 43713 | PA_PITTSBURGH
[10 empty] | 43717 | OH_COLUMBUS
[10 empty] | 43718 | PA_PITTSBURGH
[10 empty] | 43720 | OH_COLUMBUS
[10 empty] | 43722 | OH_AKRON
[10 empty] | 43724 | OH_COLUMBUS
[10 empty] | 43725 | OH_AKRON
[10 empty] | 43727 | OH_COLUMBUS
[10 empty] | 43733 | OH_AKRON
[10 empty] | 43734 | OH_COLUMBUS
[10 empty] | 43736 | OH_AKRON
[10 empty] | 43738 | OH_COLUMBUS
[10 empty] | 43747 | PA_PITTSBURGH
[10 empty] | 43748 | OH_COLUMBUS
[10 empty] | 43749 | OH_AKRON
[10 empty] | 43752 | PA_PITTSBURGH
[10 empty] | 43755 | OH_AKRON
[10 empty] | 43756 | OH_COLUMBUS
[10 empty] | 43757 | PA_PITTSBURGH
[10 empty] | 43758 | OH_COLUMBUS
[10 empty] | 43759 | PA_PITTSBURGH
[10 empty] | 43760 | OH_COLUMBUS
[10 empty] | 43768 | OH_AKRON
[10 empty] | 43771 | OH_COLUMBUS
[10 empty] | 43772 | OH_AKRON
[10 empty] | 43777 | OH_COLUMBUS
[10 empty] | 43778 | OH_AKRON
[10 empty] | 43782 | OH_COLUMBUS
[10 empty] | 43786 | PA_PITTSBURGH
[10 empty] | 43787 | OH_COLUMBUS
[10 empty] | 43788 | PA_PITTSBURGH
[10 empty] | 43791 | OH_COLUMBUS
[10 empty] | 43793 | PA_PITTSBURGH
[10 empty] | 43802 | OH_COLUMBUS
[10 empty] | 43803 | OH_AKRON
[10 empty] | 43805 | OH_MANSFIELD
[10 empty] | 43812 | OH_AKRON
[10 empty] | 43821 | OH_COLUMBUS
[10 empty] | 43824 | OH_AKRON
[10 empty] | 43830 | OH_COLUMBUS
[10 empty] | 43832 | OH_AKRON
[10 empty] | 43842 | OH_COLUMBUS
[10 empty] | 43843 | OH_MANSFIELD
[10 empty] | 43845 | OH_AKRON
[10 empty] | 43901 | PA_PITTSBURGH
[10 empty] | 43962 | OH_AKRON
[10 empty] | 43963 | PA_PITTSBURGH
[10 empty] | 43973 | OH_AKRON
[10 empty] | 43974 | PA_PITTSBURGH
[10 empty] | 43983 | OH_AKRON
[10 empty] | 43985 | PA_PITTSBURGH
[10 empty] | 43988 | OH_AKRON
[10 empty] | 43989 | PA_PITTSBURGH
[10 empty] | 44001 | OH_CLEVELAND
[10 empty] | 44003 | OH_YOUNGSTOWN
[10 empty] | 44004 | PA_ERIE
[10 empty] | 44010 | OH_YOUNGSTOWN
[10 empty] | 44011 | OH_CLEVELAND
[10 empty] | 44021 | OH_YOUNGSTOWN
[10 empty] | 44022 | OH_CLEVELAND
[10 empty] | 44030 | PA_ERIE
[10 empty] | 44032 | OH_YOUNGSTOWN
[10 empty] | 44035 | OH_CLEVELAND
[10 empty] | 44041 | OH_YOUNGSTOWN
[10 empty] | 44044 | OH_CLEVELAND
[10 empty] | 44046 | OH_YOUNGSTOWN
[10 empty] | 44048 | PA_ERIE
[10 empty] | 44049 | OH_CLEVELAND
[10 empty] | 44057 | OH_YOUNGSTOWN
[10 empty] | 44060 | OH_CLEVELAND
[10 empty] | 44062 | OH_YOUNGSTOWN
[10 empty] | 44065 | OH_CLEVELAND
[10 empty] | 44068 | PA_ERIE
[10 empty] | 44070 | OH_CLEVELAND
[10 empty] | 44076 | OH_YOUNGSTOWN
[10 empty] | 44077 | OH_CLEVELAND
[10 empty] | 44080 | OH_YOUNGSTOWN
[10 empty] | 44082 | PA_ERIE
[10 empty] | 44084 | OH_YOUNGSTOWN
[10 empty] | 44087 | OH_CLEVELAND
[10 empty] | 44088 | OH_YOUNGSTOWN
[10 empty] | 44089 | OH_CLEVELAND
[10 empty] | 44093 | OH_YOUNGSTOWN
[10 empty] | 44094 | OH_CLEVELAND
[10 empty] | 44099 | OH_YOUNGSTOWN
[10 empty] | 44101 | OH_CLEVELAND
[10 empty] | 44201 | OH_AKRON
[10 empty] | 44202 | OH_CLEVELAND
[10 empty] | 44203 | OH_AKRON
[10 empty] | 44210 | OH_CLEVELAND
[10 empty] | 44211 | OH_AKRON
[10 empty] | 44212 | OH_CLEVELAND
[10 empty] | 44214 | OH_MANSFIELD
[10 empty] | 44215 | OH_CLEVELAND
[10 empty] | 44216 | OH_AKRON
[10 empty] | 44231 | OH_YOUNGSTOWN
[10 empty] | 44232 | OH_AKRON
[10 empty] | 44233 | OH_CLEVELAND
[10 empty] | 44234 | OH_YOUNGSTOWN
[10 empty] | 44235 | OH_MANSFIELD
[10 empty] | 44236 | OH_AKRON
[10 empty] | 44251 | OH_CLEVELAND
[10 empty] | 44255 | OH_AKRON
[10 empty] | 44256 | OH_CLEVELAND
[10 empty] | 44260 | OH_AKRON
[10 empty] | 44264 | OH_CLEVELAND
[10 empty] | 44265 | OH_AKRON
[10 empty] | 44275 | OH_CLEVELAND
[10 empty] | 44276 | OH_AKRON
[10 empty] | 44280 | OH_CLEVELAND
[10 empty] | 44281 | OH_AKRON
[10 empty] | 44285 | OH_YOUNGSTOWN
[10 empty] | 44286 | OH_CLEVELAND
[10 empty] | 44287 | OH_MANSFIELD
[10 empty] | 44288 | OH_YOUNGSTOWN
[10 empty] | 44301 | OH_AKRON
[10 empty] | 44401 | OH_YOUNGSTOWN
[10 empty] | 44411 | OH_AKRON
[10 empty] | 44412 | OH_YOUNGSTOWN
[10 empty] | 44413 | PA_PITTSBURGH
[10 empty] | 44416 | OH_YOUNGSTOWN
[10 empty] | 44423 | OH_AKRON
[10 empty] | 44424 | OH_YOUNGSTOWN
[10 empty] | 44427 | OH_AKRON
[10 empty] | 44428 | OH_YOUNGSTOWN
[10 empty] | 44432 | PA_PITTSBURGH
[10 empty] | 44436 | OH_YOUNGSTOWN
[10 empty] | 44441 | PA_PITTSBURGH
[10 empty] | 44442 | OH_YOUNGSTOWN
[10 empty] | 44449 | OH_AKRON
[10 empty] | 44450 | OH_YOUNGSTOWN
[10 empty] | 44455 | PA_PITTSBURGH
[10 empty] | 44460 | OH_YOUNGSTOWN
[10 empty] | 44492 | PA_PITTSBURGH
[10 empty] | 44493 | OH_AKRON
[10 empty] | 44501 | OH_YOUNGSTOWN
[10 empty] | 44601 | OH_AKRON
[10 empty] | 44609 | OH_YOUNGSTOWN
[10 empty] | 44610 | OH_AKRON
[10 empty] | 44611 | OH_MANSFIELD
[10 empty] | 44612 | OH_AKRON
[10 empty] | 44628 | OH_MANSFIELD
[10 empty] | 44629 | OH_AKRON
[10 empty] | 44637 | OH_MANSFIELD
[10 empty] | 44639 | OH_AKRON
[10 empty] | 44661 | OH_MANSFIELD
[10 empty] | 44662 | OH_AKRON
[10 empty] | 44676 | OH_MANSFIELD
[10 empty] | 44677 | OH_AKRON
[10 empty] | 44801 | OH_MANSFIELD
[10 empty] | 44802 | OH_TOLEDO
[10 empty] | 44805 | OH_MANSFIELD
[10 empty] | 44809 | OH_TOLEDO
[10 empty] | 44811 | OH_MANSFIELD
[10 empty] | 44814 | OH_CLEVELAND
[10 empty] | 44815 | OH_TOLEDO
[10 empty] | 44816 | OH_CLEVELAND
[10 empty] | 44817 | OH_TOLEDO
[10 empty] | 44818 | OH_MANSFIELD
[10 empty] | 44830 | OH_TOLEDO
[10 empty] | 44833 | OH_MANSFIELD
[10 empty] | 44839 | OH_CLEVELAND
[10 empty] | 44840 | OH_MANSFIELD
[10 empty] | 44841 | OH_TOLEDO
[10 empty] | 44842 | OH_MANSFIELD
[10 empty] | 44853 | OH_TOLEDO
[10 empty] | 44854 | OH_MANSFIELD
[10 empty] | 44861 | OH_TOLEDO
[10 empty] | 44862 | OH_MANSFIELD
[10 empty] | 44871 | OH_CLEVELAND
[10 empty] | 44874 | OH_MANSFIELD
[10 empty] | 45001 | KY_COVINGTON
[10 empty] | 45005 | OH_DAYTON
[10 empty] | 45011 | KY_COVINGTON
[10 empty] | 45032 | OH_DAYTON
[10 empty] | 45033 | KY_COVINGTON
[10 empty] | 45036 | OH_DAYTON
[10 empty] | 45039 | KY_COVINGTON
[10 empty] | 45042 | OH_DAYTON
[10 empty] | 45050 | KY_COVINGTON
[10 empty] | 45054 | OH_DAYTON
[10 empty] | 45055 | KY_COVINGTON
[10 empty] | 45064 | OH_DAYTON
[10 empty] | 45065 | KY_COVINGTON
[10 empty] | 45066 | OH_DAYTON
[10 empty] | 45067 | KY_COVINGTON
[10 empty] | 45068 | OH_DAYTON
[10 empty] | 45069 | KY_COVINGTON
[10 empty] | 45070 | OH_DAYTON
[10 empty] | 45071 | KY_COVINGTON
[10 empty] | 45113 | OH_DAYTON
[10 empty] | 45115 | KY_COVINGTON
[10 empty] | 45123 | OH_COLUMBUS
[10 empty] | 45130 | KY_COVINGTON
[10 empty] | 45132 | OH_DAYTON
[10 empty] | 45133 | KY_COVINGTON
[10 empty] | 45135 | OH_DAYTON
[10 empty] | 45140 | KY_COVINGTON
[10 empty] | 45146 | OH_DAYTON
[10 empty] | 45147 | KY_COVINGTON
[10 empty] | 45148 | OH_DAYTON
[10 empty] | 45150 | KY_COVINGTON
[10 empty] | 45159 | OH_DAYTON
[10 empty] | 45160 | KY_COVINGTON
[10 empty] | 45164 | OH_DAYTON
[10 empty] | 45165 | OH_COLUMBUS
[10 empty] | 45166 | OH_DAYTON
[10 empty] | 45167 | KY_COVINGTON
[10 empty] | 45169 | OH_DAYTON
[10 empty] | 45171 | KY_COVINGTON
[10 empty] | 45172 | WV_HUNTINGTON
[10 empty] | 45174 | KY_COVINGTON
[10 empty] | 45177 | OH_DAYTON
[10 empty] | 45201 | KY_COVINGTON
[10 empty] | 45301 | OH_DAYTON
[10 empty] | 45601 | OH_COLUMBUS
[10 empty] | 45613 | WV_HUNTINGTON
[10 empty] | 45617 | OH_COLUMBUS
[10 empty] | 45618 | KY_COVINGTON
[10 empty] | 45619 | WV_HUNTINGTON
[10 empty] | 45622 | OH_COLUMBUS
[10 empty] | 45623 | WV_HUNTINGTON
[10 empty] | 45624 | OH_COLUMBUS
[10 empty] | 45629 | WV_HUNTINGTON
[10 empty] | 45633 | OH_COLUMBUS
[10 empty] | 45634 | WV_HUNTINGTON
[10 empty] | 45644 | OH_COLUMBUS
[10 empty] | 45645 | WV_HUNTINGTON
[10 empty] | 45647 | OH_COLUMBUS
[10 empty] | 45648 | WV_HUNTINGTON
[10 empty] | 45651 | OH_COLUMBUS
[10 empty] | 45652 | WV_HUNTINGTON
[10 empty] | 45654 | OH_COLUMBUS
[10 empty] | 45656 | WV_HUNTINGTON
[10 empty] | 45672 | OH_COLUMBUS
[10 empty] | 45674 | WV_HUNTINGTON
[10 empty] | 45679 | KY_COVINGTON
[10 empty] | 45680 | WV_HUNTINGTON
[10 empty] | 45681 | OH_COLUMBUS
[10 empty] | 45682 | WV_HUNTINGTON
[10 empty] | 45697 | KY_COVINGTON
[10 empty] | 45698 | OH_COLUMBUS
[10 empty] | 45699 | WV_HUNTINGTON
[10 empty] | 45701 | OH_COLUMBUS
[10 empty] | 45710 | WV_HUNTINGTON
[10 empty] | 45711 | OH_COLUMBUS
[10 empty] | 45712 | WV_CHARLESTON
[10 empty] | 45713 | OH_COLUMBUS
[10 empty] | 45714 | WV_CHARLESTON
[10 empty] | 45715 | OH_COLUMBUS
[10 empty] | 45720 | WV_CHARLESTON
[10 empty] | 45721 | OH_COLUMBUS
[10 empty] | 45723 | WV_CHARLESTON
[10 empty] | 45727 | OH_COLUMBUS
[10 empty] | 45729 | WV_CHARLESTON
[10 empty] | 45732 | OH_COLUMBUS
[10 empty] | 45734 | PA_PITTSBURGH
[10 empty] | 45735 | OH_COLUMBUS
[10 empty] | 45739 | WV_CHARLESTON
[10 empty] | 45740 | OH_COLUMBUS
[10 empty] | 45741 | WV_HUNTINGTON
[10 empty] | 45742 | WV_CHARLESTON
[10 empty] | 45744 | OH_COLUMBUS
[10 empty] | 45745 | WV_CHARLESTON
[10 empty] | 45746 | OH_COLUMBUS
[10 empty] | 45750 | WV_CHARLESTON
[10 empty] | 45760 | WV_HUNTINGTON
[10 empty] | 45761 | OH_COLUMBUS
[10 empty] | 45767 | WV_ELKINS
[10 empty] | 45768 | WV_CHARLESTON
[10 empty] | 45775 | WV_HUNTINGTON
[10 empty] | 45776 | OH_COLUMBUS
[10 empty] | 45779 | WV_CHARLESTON
[10 empty] | 45780 | OH_COLUMBUS
[10 empty] | 45781 | WV_CHARLESTON
[10 empty] | 45782 | OH_COLUMBUS
[10 empty] | 45783 | WV_CHARLESTON
[10 empty] | 45786 | OH_COLUMBUS
[10 empty] | 45787 | WV_CHARLESTON
[10 empty] | 45801 | OH_DAYTON
[10 empty] | 45805 | IN_FORT_WAYNE
[10 empty] | 45806 | OH_DAYTON
[10 empty] | 45807 | IN_FORT_WAYNE
[10 empty] | 45808 | OH_TOLEDO
[10 empty] | 45809 | IN_FORT_WAYNE
[10 empty] | 45810 | OH_TOLEDO
[10 empty] | 45812 | OH_DAYTON
[10 empty] | 45813 | IN_FORT_WAYNE
[10 empty] | 45814 | OH_TOLEDO
[10 empty] | 45819 | OH_DAYTON
[10 empty] | 45820 | OH_TOLEDO
[10 empty] | 45821 | IN_FORT_WAYNE
[10 empty] | 45827 | OH_TOLEDO
[10 empty] | 45828 | IN_FORT_WAYNE
[10 empty] | 45830 | OH_TOLEDO
[10 empty] | 45832 | IN_FORT_WAYNE
[10 empty] | 45835 | OH_TOLEDO
[10 empty] | 45838 | IN_FORT_WAYNE
[10 empty] | 45839 | OH_TOLEDO
[10 empty] | 45843 | OH_MANSFIELD
[10 empty] | 45844 | IN_FORT_WAYNE
[10 empty] | 45845 | OH_DAYTON
[10 empty] | 45846 | IN_FORT_WAYNE
[10 empty] | 45848 | OH_TOLEDO
[10 empty] | 45849 | IN_FORT_WAYNE
[10 empty] | 45850 | OH_DAYTON
[10 empty] | 45851 | IN_FORT_WAYNE
[10 empty] | 45853 | OH_TOLEDO
[10 empty] | 45855 | IN_FORT_WAYNE
[10 empty] | 45856 | OH_TOLEDO
[10 empty] | 45859 | OH_DAYTON
[10 empty] | 45861 | IN_FORT_WAYNE
[10 empty] | 45864 | OH_TOLEDO
[10 empty] | 45865 | OH_DAYTON
[10 empty] | 45867 | OH_TOLEDO
[10 empty] | 45869 | OH_DAYTON
[10 empty] | 45872 | OH_TOLEDO
[10 empty] | 45873 | IN_FORT_WAYNE
[10 empty] | 45875 | OH_TOLEDO
[10 empty] | 45876 | IN_FORT_WAYNE
[10 empty] | 45877 | OH_TOLEDO
[10 empty] | 45879 | IN_FORT_WAYNE
[10 empty] | 45881 | OH_TOLEDO
[10 empty] | 45882 | IN_FORT_WAYNE
[10 empty] | 45883 | OH_DAYTON
[10 empty] | 45886 | IN_FORT_WAYNE
[10 empty] | 45888 | OH_DAYTON
[10 empty] | 45889 | OH_TOLEDO
[10 empty] | 45891 | IN_FORT_WAYNE
[10 empty] | 45893 | OH_TOLEDO
[10 empty] | 45894 | IN_FORT_WAYNE
[10 empty] | 45895 | OH_DAYTON
[10 empty] | 45897 | OH_TOLEDO
[10 empty] | 45898 | IN_FORT_WAYNE
[10 empty] | 45944 | KY_COVINGTON
[10 empty] | 46001 | IN_INDIANAPOLIS
[10 empty] | 46133 | KY_COVINGTON
[10 empty] | 46135 | IN_INDIANAPOLIS
[10 empty] | 46301 | IN_SOUTH_BEND
[10 empty] | 46302 | IL_CHICAGO
[10 empty] | 46340 | IN_SOUTH_BEND
[10 empty] | 46341 | IL_CHICAGO
[10 empty] | 46345 | IN_SOUTH_BEND
[10 empty] | 46349 | IL_CHICAGO
[10 empty] | 46350 | IN_SOUTH_BEND
[10 empty] | 46355 | IL_CHICAGO
[10 empty] | 46360 | IN_SOUTH_BEND
[10 empty] | 46368 | IL_CHICAGO
[10 empty] | 46371 | IN_SOUTH_BEND
[10 empty] | 46372 | IL_CHICAGO
[10 empty] | 46374 | IN_SOUTH_BEND
[10 empty] | 46375 | IL_CHICAGO
[10 empty] | 46380 | IN_SOUTH_BEND
[10 empty] | 46381 | IL_CHICAGO
[10 empty] | 46382 | IN_SOUTH_BEND
[10 empty] | 46383 | IL_CHICAGO
[10 empty] | 46385 | IN_SOUTH_BEND
[10 empty] | 46392 | IN_INDIANAPOLIS
[10 empty] | 46393 | IL_CHICAGO
[10 empty] | 46501 | IN_SOUTH_BEND
[10 empty] | 46508 | IN_FORT_WAYNE
[10 empty] | 46511 | IN_SOUTH_BEND
[10 empty] | 46555 | IN_FORT_WAYNE
[10 empty] | 46556 | IN_SOUTH_BEND
[10 empty] | 46562 | IN_FORT_WAYNE
[10 empty] | 46563 | IN_SOUTH_BEND
[10 empty] | 46566 | IN_FORT_WAYNE
[10 empty] | 46567 | IN_SOUTH_BEND
[10 empty] | 46571 | IN_FORT_WAYNE
[10 empty] | 46572 | IN_SOUTH_BEND
[10 empty] | 46580 | IN_FORT_WAYNE
[10 empty] | 46595 | IN_SOUTH_BEND
[10 empty] | 46701 | IN_FORT_WAYNE
[10 empty] | 46746 | IN_SOUTH_BEND
[10 empty] | 46747 | IN_FORT_WAYNE
[10 empty] | 46901 | IN_INDIANAPOLIS
[10 empty] | 46910 | IN_FORT_WAYNE
[10 empty] | 46912 | IN_SOUTH_BEND
[10 empty] | 46913 | IN_INDIANAPOLIS
[10 empty] | 46914 | IN_FORT_WAYNE
[10 empty] | 46915 | IN_INDIANAPOLIS
[10 empty] | 46919 | IN_FORT_WAYNE
[10 empty] | 46920 | IN_INDIANAPOLIS
[10 empty] | 46921 | IN_FORT_WAYNE
[10 empty] | 46922 | IN_SOUTH_BEND
[10 empty] | 46923 | IN_INDIANAPOLIS
[10 empty] | 46926 | IN_FORT_WAYNE
[10 empty] | 46929 | IN_INDIANAPOLIS
[10 empty] | 46930 | IN_FORT_WAYNE
[10 empty] | 46931 | IN_SOUTH_BEND
[10 empty] | 46932 | IN_INDIANAPOLIS
[10 empty] | 46933 | IN_FORT_WAYNE
[10 empty] | 46935 | IN_SOUTH_BEND
[10 empty] | 46936 | IN_INDIANAPOLIS
[10 empty] | 46938 | IN_FORT_WAYNE
[10 empty] | 46939 | IN_SOUTH_BEND
[10 empty] | 46940 | IN_FORT_WAYNE
[10 empty] | 46942 | IN_SOUTH_BEND
[10 empty] | 46943 | IN_FORT_WAYNE
[10 empty] | 46945 | IN_SOUTH_BEND
[10 empty] | 46946 | IN_FORT_WAYNE
[10 empty] | 46950 | IN_SOUTH_BEND
[10 empty] | 46951 | IN_FORT_WAYNE
[10 empty] | 46960 | IN_SOUTH_BEND
[10 empty] | 46961 | IN_FORT_WAYNE
[10 empty] | 46965 | IN_INDIANAPOLIS
[10 empty] | 46967 | IN_FORT_WAYNE
[10 empty] | 46968 | IN_SOUTH_BEND
[10 empty] | 46970 | IN_FORT_WAYNE
[10 empty] | 46975 | IN_SOUTH_BEND
[10 empty] | 46977 | IN_INDIANAPOLIS
[10 empty] | 46978 | IN_SOUTH_BEND
[10 empty] | 46979 | IN_INDIANAPOLIS
[10 empty] | 46980 | IN_FORT_WAYNE
[10 empty] | 46985 | IN_SOUTH_BEND
[10 empty] | 46986 | IN_FORT_WAYNE
[10 empty] | 46995 | IN_INDIANAPOLIS
[10 empty] | 46996 | IN_SOUTH_BEND
[10 empty] | 46998 | IN_INDIANAPOLIS
[10 empty] | 47001 | KY_COVINGTON
[10 empty] | 47102 | KY_LOUISVILLE
[10 empty] | 47201 | IN_INDIANAPOLIS
[10 empty] | 47220 | KY_LOUISVILLE
[10 empty] | 47223 | KY_COVINGTON
[10 empty] | 47226 | IN_INDIANAPOLIS
[10 empty] | 47227 | KY_LOUISVILLE
[10 empty] | 47228 | IN_INDIANAPOLIS
[10 empty] | 47229 | KY_LOUISVILLE
[10 empty] | 47231 | KY_COVINGTON
[10 empty] | 47232 | IN_INDIANAPOLIS
[10 empty] | 47240 | KY_COVINGTON
[10 empty] | 47243 | KY_LOUISVILLE
[10 empty] | 47244 | IN_INDIANAPOLIS
[10 empty] | 47245 | KY_LOUISVILLE
[10 empty] | 47246 | IN_INDIANAPOLIS
[10 empty] | 47250 | KY_LOUISVILLE
[10 empty] | 47261 | KY_COVINGTON
[10 empty] | 47264 | IN_INDIANAPOLIS
[10 empty] | 47265 | KY_COVINGTON
[10 empty] | 47270 | KY_LOUISVILLE
[10 empty] | 47272 | IN_INDIANAPOLIS
[10 empty] | 47274 | KY_LOUISVILLE
[10 empty] | 47280 | IN_INDIANAPOLIS
[10 empty] | 47281 | KY_LOUISVILLE
[10 empty] | 47282 | KY_COVINGTON
[10 empty] | 47302 | IN_INDIANAPOLIS
[10 empty] | 47303 | IN_FORT_WAYNE
[10 empty] | 47322 | OH_DAYTON
[10 empty] | 47326 | IN_FORT_WAYNE
[10 empty] | 47327 | OH_DAYTON
[10 empty] | 47331 | KY_COVINGTON
[10 empty] | 47334 | IN_INDIANAPOLIS
[10 empty] | 47335 | OH_DAYTON
[10 empty] | 47336 | IN_FORT_WAYNE
[10 empty] | 47337 | IN_INDIANAPOLIS
[10 empty] | 47338 | IN_FORT_WAYNE
[10 empty] | 47339 | OH_DAYTON
[10 empty] | 47342 | IN_FORT_WAYNE
[10 empty] | 47344 | IN_INDIANAPOLIS
[10 empty] | 47345 | OH_DAYTON
[10 empty] | 47348 | IN_FORT_WAYNE
[10 empty] | 47351 | IN_INDIANAPOLIS
[10 empty] | 47353 | KY_COVINGTON
[10 empty] | 47354 | OH_DAYTON
[10 empty] | 47356 | IN_INDIANAPOLIS
[10 empty] | 47357 | OH_DAYTON
[10 empty] | 47359 | IN_FORT_WAYNE
[10 empty] | 47360 | IN_INDIANAPOLIS
[10 empty] | 47368 | OH_DAYTON
[10 empty] | 47369 | IN_FORT_WAYNE
[10 empty] | 47370 | OH_DAYTON
[10 empty] | 47371 | IN_FORT_WAYNE
[10 empty] | 47374 | OH_DAYTON
[10 empty] | 47381 | IN_FORT_WAYNE
[10 empty] | 47382 | OH_DAYTON
[10 empty] | 47383 | IN_FORT_WAYNE
[10 empty] | 47384 | IN_INDIANAPOLIS
[10 empty] | 47390 | OH_DAYTON
[10 empty] | 47396 | IN_INDIANAPOLIS
[10 empty] | 47430 | KY_LOUISVILLE
[10 empty] | 47431 | IN_INDIANAPOLIS
[10 empty] | 47432 | KY_LOUISVILLE
[10 empty] | 47433 | IN_INDIANAPOLIS
[10 empty] | 47437 | KY_LOUISVILLE
[10 empty] | 47438 | IN_INDIANAPOLIS
[10 empty] | 47446 | KY_LOUISVILLE
[10 empty] | 47448 | IN_INDIANAPOLIS
[10 empty] | 47449 | IN_EVANSVILLE
[10 empty] | 47451 | IN_INDIANAPOLIS
[10 empty] | 47452 | KY_LOUISVILLE
[10 empty] | 47453 | IN_INDIANAPOLIS
[10 empty] | 47454 | KY_LOUISVILLE
[10 empty] | 47455 | IN_INDIANAPOLIS
[10 empty] | 47467 | KY_LOUISVILLE
[10 empty] | 47468 | IN_INDIANAPOLIS
[10 empty] | 47469 | KY_LOUISVILLE
[10 empty] | 47470 | IN_INDIANAPOLIS
[10 empty] | 47501 | IN_EVANSVILLE
[10 empty] | 47514 | KY_LOUISVILLE
[10 empty] | 47515 | IN_EVANSVILLE
[10 empty] | 47522 | IN_INDIANAPOLIS
[10 empty] | 47523 | IN_EVANSVILLE
[10 empty] | 47525 | KY_LOUISVILLE
[10 empty] | 47527 | IN_EVANSVILLE
[10 empty] | 47551 | KY_LOUISVILLE
[10 empty] | 47552 | IN_EVANSVILLE
[10 empty] | 47574 | KY_LOUISVILLE
[10 empty] | 47575 | IN_EVANSVILLE
[10 empty] | 47576 | KY_LOUISVILLE
[10 empty] | 47577 | IN_EVANSVILLE
[10 empty] | 47801 | IN_INDIANAPOLIS
[10 empty] | 47838 | IN_EVANSVILLE
[10 empty] | 47840 | IN_INDIANAPOLIS
[10 empty] | 47852 | IN_EVANSVILLE
[10 empty] | 47853 | IN_INDIANAPOLIS
[10 empty] | 47861 | IN_EVANSVILLE
[10 empty] | 47862 | IN_INDIANAPOLIS
[10 empty] | 47864 | IN_EVANSVILLE
[10 empty] | 47866 | IN_INDIANAPOLIS
[10 empty] | 47882 | IN_EVANSVILLE
[10 empty] | 47884 | IN_INDIANAPOLIS
[10 empty] | 47922 | IL_CHICAGO
[10 empty] | 47923 | IN_INDIANAPOLIS
[10 empty] | 47925 | IN_SOUTH_BEND
[10 empty] | 47928 | IN_INDIANAPOLIS
[10 empty] | 47942 | IL_CHICAGO
[10 empty] | 47944 | IN_INDIANAPOLIS
[10 empty] | 47946 | IN_SOUTH_BEND
[10 empty] | 47948 | IL_CHICAGO
[10 empty] | 47949 | IN_INDIANAPOLIS
[10 empty] | 47950 | IN_SOUTH_BEND
[10 empty] | 47951 | IL_CHICAGO
[10 empty] | 47952 | IN_INDIANAPOLIS
[10 empty] | 47957 | IN_SOUTH_BEND
[10 empty] | 47958 | IN_INDIANAPOLIS
[10 empty] | 47959 | IN_SOUTH_BEND
[10 empty] | 47962 | IN_INDIANAPOLIS
[10 empty] | 47963 | IL_CHICAGO
[10 empty] | 47965 | IN_INDIANAPOLIS
[10 empty] | 47976 | IL_CHICAGO
[10 empty] | 47980 | IN_SOUTH_BEND
[10 empty] | 47981 | IN_INDIANAPOLIS
[10 empty] | 47995 | IN_SOUTH_BEND
[10 empty] | 47996 | IN_INDIANAPOLIS
[10 empty] | 48001 | MI_DETROIT
[10 empty] | 48003 | MI_FLINT
[10 empty] | 48004 | MI_DETROIT
[10 empty] | 48014 | MI_FLINT
[10 empty] | 48015 | MI_DETROIT
[10 empty] | 48097 | MI_FLINT
[10 empty] | 48098 | MI_DETROIT
[10 empty] | 48110 | OH_TOLEDO
[10 empty] | 48111 | MI_DETROIT
[10 empty] | 48114 | MI_FLINT
[10 empty] | 48115 | OH_TOLEDO
[10 empty] | 48116 | MI_FLINT
[10 empty] | 48117 | MI_DETROIT
[10 empty] | 48118 | MI_LANSING
[10 empty] | 48120 | MI_DETROIT
[10 empty] | 48130 | MI_FLINT
[10 empty] | 48131 | OH_TOLEDO
[10 empty] | 48134 | MI_DETROIT
[10 empty] | 48137 | MI_LANSING
[10 empty] | 48138 | MI_DETROIT
[10 empty] | 48139 | MI_FLINT
[10 empty] | 48140 | OH_TOLEDO
[10 empty] | 48141 | MI_DETROIT
[10 empty] | 48143 | MI_FLINT
[10 empty] | 48144 | OH_TOLEDO
[10 empty] | 48146 | MI_DETROIT
[10 empty] | 48157 | OH_TOLEDO
[10 empty] | 48164 | MI_DETROIT
[10 empty] | 48169 | MI_FLINT
[10 empty] | 48170 | MI_DETROIT
[10 empty] | 48176 | OH_TOLEDO
[10 empty] | 48178 | MI_DETROIT
[10 empty] | 48182 | OH_TOLEDO
[10 empty] | 48183 | MI_DETROIT
[10 empty] | 48329 | MI_FLINT
[10 empty] | 48330 | MI_DETROIT
[10 empty] | 48346 | MI_FLINT
[10 empty] | 48359 | MI_DETROIT
[10 empty] | 48362 | MI_FLINT
[10 empty] | 48363 | MI_DETROIT
[10 empty] | 48370 | MI_FLINT
[10 empty] | 48374 | MI_DETROIT
[10 empty] | 48380 | MI_FLINT
[10 empty] | 48382 | MI_DETROIT
[10 empty] | 48383 | MI_FLINT
[10 empty] | 48387 | MI_DETROIT
[10 empty] | 48401 | MI_FLINT
[10 empty] | 48450 | MI_DETROIT
[10 empty] | 48451 | MI_FLINT
[10 empty] | 48610 | MI_ALPENA
[10 empty] | 48611 | MI_FLINT
[10 empty] | 48615 | MI_LANSING
[10 empty] | 48616 | MI_FLINT
[10 empty] | 48617 | MI_LANSING
[10 empty] | 48619 | MI_ALPENA
[10 empty] | 48620 | MI_FLINT
[10 empty] | 48621 | MI_ALPENA
[10 empty] | 48622 | MI_TRAVERSE_CITY
[10 empty] | 48623 | MI_FLINT
[10 empty] | 48624 | MI_TRAVERSE_CITY
[10 empty] | 48626 | MI_FLINT
[10 empty] | 48627 | MI_TRAVERSE_CITY
[10 empty] | 48628 | MI_FLINT
[10 empty] | 48629 | MI_TRAVERSE_CITY
[10 empty] | 48631 | MI_FLINT
[10 empty] | 48632 | MI_TRAVERSE_CITY
[10 empty] | 48634 | MI_FLINT
[10 empty] | 48635 | MI_ALPENA
[10 empty] | 48637 | MI_FLINT
[10 empty] | 48647 | MI_ALPENA
[10 empty] | 48649 | MI_FLINT
[10 empty] | 48651 | MI_TRAVERSE_CITY
[10 empty] | 48652 | MI_FLINT
[10 empty] | 48653 | MI_TRAVERSE_CITY
[10 empty] | 48654 | MI_ALPENA
[10 empty] | 48655 | MI_FLINT
[10 empty] | 48656 | MI_TRAVERSE_CITY
[10 empty] | 48657 | MI_FLINT
[10 empty] | 48659 | MI_ALPENA
[10 empty] | 48662 | MI_LANSING
[10 empty] | 48663 | MI_FLINT
[10 empty] | 48703 | MI_ALPENA
[10 empty] | 48706 | MI_FLINT
[10 empty] | 48721 | MI_ALPENA
[10 empty] | 48722 | MI_FLINT
[10 empty] | 48728 | MI_ALPENA
[10 empty] | 48729 | MI_FLINT
[10 empty] | 48730 | MI_ALPENA
[10 empty] | 48731 | MI_FLINT
[10 empty] | 48737 | MI_ALPENA
[10 empty] | 48741 | MI_FLINT
[10 empty] | 48742 | MI_ALPENA
[10 empty] | 48744 | MI_FLINT
[10 empty] | 48745 | MI_ALPENA
[10 empty] | 48746 | MI_FLINT
[10 empty] | 48748 | MI_ALPENA
[10 empty] | 48754 | MI_FLINT
[10 empty] | 48756 | MI_ALPENA
[10 empty] | 48757 | MI_FLINT
[10 empty] | 48761 | MI_ALPENA
[10 empty] | 48767 | MI_FLINT
[10 empty] | 48770 | MI_ALPENA
[10 empty] | 48787 | MI_FLINT
[10 empty] | 48801 | MI_LANSING
[10 empty] | 48809 | MI_GRAND_RAPIDS
[10 empty] | 48811 | MI_LANSING
[10 empty] | 48812 | MI_GRAND_RAPIDS
[10 empty] | 48813 | MI_LANSING
[10 empty] | 48815 | MI_GRAND_RAPIDS
[10 empty] | 48816 | MI_FLINT
[10 empty] | 48818 | MI_LANSING
[10 empty] | 48829 | MI_GRAND_RAPIDS
[10 empty] | 48830 | MI_LANSING
[10 empty] | 48834 | MI_GRAND_RAPIDS
[10 empty] | 48835 | MI_LANSING
[10 empty] | 48836 | MI_FLINT
[10 empty] | 48837 | MI_LANSING
[10 empty] | 48838 | MI_GRAND_RAPIDS
[10 empty] | 48840 | MI_LANSING
[10 empty] | 48841 | MI_FLINT
[10 empty] | 48842 | MI_LANSING
[10 empty] | 48843 | MI_FLINT
[10 empty] | 48845 | MI_LANSING
[10 empty] | 48846 | MI_GRAND_RAPIDS
[10 empty] | 48847 | MI_LANSING
[10 empty] | 48849 | MI_GRAND_RAPIDS
[10 empty] | 48851 | MI_LANSING
[10 empty] | 48852 | MI_GRAND_RAPIDS
[10 empty] | 48853 | MI_LANSING
[10 empty] | 48857 | MI_FLINT
[10 empty] | 48858 | MI_LANSING
[10 empty] | 48863 | MI_FLINT
[10 empty] | 48864 | MI_LANSING
[10 empty] | 48865 | MI_GRAND_RAPIDS
[10 empty] | 48866 | MI_LANSING
[10 empty] | 48867 | MI_FLINT
[10 empty] | 48870 | MI_LANSING
[10 empty] | 48881 | MI_GRAND_RAPIDS
[10 empty] | 48882 | MI_LANSING
[10 empty] | 48884 | MI_GRAND_RAPIDS
[10 empty] | 48889 | MI_LANSING
[10 empty] | 48891 | MI_GRAND_RAPIDS
[10 empty] | 48892 | MI_LANSING
[10 empty] | 48893 | MI_GRAND_RAPIDS
[10 empty] | 48894 | MI_LANSING
[10 empty] | 48897 | MI_GRAND_RAPIDS
[10 empty] | 48901 | MI_LANSING
[10 empty] | 49001 | MI_GRAND_RAPIDS
[10 empty] | 49013 | IN_SOUTH_BEND
[10 empty] | 49014 | MI_GRAND_RAPIDS
[10 empty] | 49017 | MI_LANSING
[10 empty] | 49018 | MI_GRAND_RAPIDS
[10 empty] | 49021 | MI_LANSING
[10 empty] | 49022 | IN_SOUTH_BEND
[10 empty] | 49024 | MI_GRAND_RAPIDS
[10 empty] | 49027 | IN_SOUTH_BEND
[10 empty] | 49029 | MI_LANSING
[10 empty] | 49030 | IN_SOUTH_BEND
[10 empty] | 49033 | MI_LANSING
[10 empty] | 49034 | MI_GRAND_RAPIDS
[10 empty] | 49036 | IN_FORT_WAYNE
[10 empty] | 49038 | IN_SOUTH_BEND
[10 empty] | 49041 | MI_GRAND_RAPIDS
[10 empty] | 49042 | IN_SOUTH_BEND
[10 empty] | 49046 | MI_GRAND_RAPIDS
[10 empty] | 49047 | IN_SOUTH_BEND
[10 empty] | 49050 | MI_GRAND_RAPIDS
[10 empty] | 49057 | IN_SOUTH_BEND
[10 empty] | 49058 | MI_GRAND_RAPIDS
[10 empty] | 49061 | IN_SOUTH_BEND
[10 empty] | 49062 | MI_GRAND_RAPIDS
[10 empty] | 49064 | IN_SOUTH_BEND
[10 empty] | 49068 | MI_LANSING
[10 empty] | 49070 | MI_GRAND_RAPIDS
[10 empty] | 49071 | IN_SOUTH_BEND
[10 empty] | 49073 | MI_GRAND_RAPIDS
[10 empty] | 49075 | IN_SOUTH_BEND
[10 empty] | 49076 | MI_LANSING
[10 empty] | 49077 | MI_GRAND_RAPIDS
[10 empty] | 49079 | IN_SOUTH_BEND
[10 empty] | 49080 | MI_GRAND_RAPIDS
[10 empty] | 49082 | MI_LANSING
[10 empty] | 49083 | MI_GRAND_RAPIDS
[10 empty] | 49084 | IN_SOUTH_BEND
[10 empty] | 49088 | MI_GRAND_RAPIDS
[10 empty] | 49089 | IN_SOUTH_BEND
[10 empty] | 49092 | MI_LANSING
[10 empty] | 49093 | IN_SOUTH_BEND
[10 empty] | 49094 | MI_LANSING
[10 empty] | 49095 | IN_SOUTH_BEND
[10 empty] | 49096 | MI_LANSING
[10 empty] | 49097 | IN_SOUTH_BEND
[10 empty] | 49201 | MI_LANSING
[10 empty] | 49220 | OH_TOLEDO
[10 empty] | 49224 | MI_LANSING
[10 empty] | 49227 | OH_TOLEDO
[10 empty] | 49237 | MI_LANSING
[10 empty] | 49238 | OH_TOLEDO
[10 empty] | 49240 | MI_LANSING
[10 empty] | 49242 | OH_TOLEDO
[10 empty] | 49245 | MI_LANSING
[10 empty] | 49247 | OH_TOLEDO
[10 empty] | 49251 | MI_LANSING
[10 empty] | 49253 | OH_TOLEDO
[10 empty] | 49254 | MI_LANSING
[10 empty] | 49255 | IN_FORT_WAYNE
[10 empty] | 49256 | OH_TOLEDO
[10 empty] | 49258 | MI_LANSING
[10 empty] | 49261 | OH_TOLEDO
[10 empty] | 49264 | MI_LANSING
[10 empty] | 49265 | OH_TOLEDO
[10 empty] | 49269 | MI_LANSING
[10 empty] | 49270 | OH_TOLEDO
[10 empty] | 49272 | MI_LANSING
[10 empty] | 49274 | OH_TOLEDO
[10 empty] | 49277 | MI_LANSING
[10 empty] | 49278 | OH_TOLEDO
[10 empty] | 49283 | MI_LANSING
[10 empty] | 49286 | OH_TOLEDO
[10 empty] | 49301 | MI_GRAND_RAPIDS
[10 empty] | 49303 | MI_MUSKEGON
[10 empty] | 49304 | MI_TRAVERSE_CITY
[10 empty] | 49305 | MI_GRAND_RAPIDS
[10 empty] | 49307 | MI_MUSKEGON
[10 empty] | 49310 | MI_GRAND_RAPIDS
[10 empty] | 49312 | MI_MUSKEGON
[10 empty] | 49314 | MI_GRAND_RAPIDS
[10 empty] | 49318 | MI_MUSKEGON
[10 empty] | 49319 | MI_GRAND_RAPIDS
[10 empty] | 49327 | MI_MUSKEGON
[10 empty] | 49328 | MI_GRAND_RAPIDS
[10 empty] | 49337 | MI_MUSKEGON
[10 empty] | 49339 | MI_GRAND_RAPIDS
[10 empty] | 49342 | MI_MUSKEGON
[10 empty] | 49343 | MI_GRAND_RAPIDS
[10 empty] | 49349 | MI_MUSKEGON
[10 empty] | 49351 | MI_GRAND_RAPIDS
[10 empty] | 49401 | MI_MUSKEGON
[10 empty] | 49402 | MI_TRAVERSE_CITY
[10 empty] | 49403 | MI_MUSKEGON
[10 empty] | 49408 | MI_GRAND_RAPIDS
[10 empty] | 49409 | MI_MUSKEGON
[10 empty] | 49411 | MI_TRAVERSE_CITY
[10 empty] | 49412 | MI_MUSKEGON
[10 empty] | 49416 | MI_GRAND_RAPIDS
[10 empty] | 49417 | MI_MUSKEGON
[10 empty] | 49418 | MI_GRAND_RAPIDS
[10 empty] | 49420 | MI_MUSKEGON
[10 empty] | 49426 | MI_GRAND_RAPIDS
[10 empty] | 49430 | MI_MUSKEGON
[10 empty] | 49450 | MI_GRAND_RAPIDS
[10 empty] | 49451 | MI_MUSKEGON
[10 empty] | 49453 | MI_GRAND_RAPIDS
[10 empty] | 49454 | MI_MUSKEGON
[10 empty] | 49468 | MI_GRAND_RAPIDS
[10 empty] | 49601 | MI_TRAVERSE_CITY
[10 empty] | 49623 | MI_MUSKEGON
[10 empty] | 49625 | MI_TRAVERSE_CITY
[10 empty] | 49642 | MI_MUSKEGON
[10 empty] | 49643 | MI_TRAVERSE_CITY
[10 empty] | 49701 | MI_ALPENA
[10 empty] | 49706 | MI_TRAVERSE_CITY
[10 empty] | 49707 | MI_ALPENA
[10 empty] | 49710 | MI_SAULT_STE_MARIE
[10 empty] | 49711 | MI_TRAVERSE_CITY
[10 empty] | 49715 | MI_SAULT_STE_MARIE
[10 empty] | 49716 | MI_TRAVERSE_CITY
[10 empty] | 49717 | MI_ALPENA
[10 empty] | 49718 | MI_SAULT_STE_MARIE
[10 empty] | 49720 | MI_TRAVERSE_CITY
[10 empty] | 49721 | MI_ALPENA
[10 empty] | 49722 | MI_TRAVERSE_CITY
[10 empty] | 49723 | MI_SAULT_STE_MARIE
[10 empty] | 49727 | MI_TRAVERSE_CITY
[10 empty] | 49728 | MI_SAULT_STE_MARIE
[10 empty] | 49729 | MI_TRAVERSE_CITY
[10 empty] | 49736 | MI_SAULT_STE_MARIE
[10 empty] | 49737 | MI_TRAVERSE_CITY
[10 empty] | 49743 | MI_ALPENA
[10 empty] | 49745 | MI_SAULT_STE_MARIE
[10 empty] | 49746 | MI_ALPENA
[10 empty] | 49748 | MI_SAULT_STE_MARIE
[10 empty] | 49749 | MI_ALPENA
[10 empty] | 49752 | MI_SAULT_STE_MARIE
[10 empty] | 49753 | MI_ALPENA
[10 empty] | 49755 | MI_SAULT_STE_MARIE
[10 empty] | 49756 | MI_ALPENA
[10 empty] | 49757 | MI_SAULT_STE_MARIE
[10 empty] | 49759 | MI_ALPENA
[10 empty] | 49760 | MI_SAULT_STE_MARIE
[10 empty] | 49761 | MI_ALPENA
[10 empty] | 49762 | MI_SAULT_STE_MARIE
[10 empty] | 49764 | MI_TRAVERSE_CITY
[10 empty] | 49765 | MI_ALPENA
[10 empty] | 49768 | MI_SAULT_STE_MARIE
[10 empty] | 49770 | MI_TRAVERSE_CITY
[10 empty] | 49774 | MI_SAULT_STE_MARIE
[10 empty] | 49776 | MI_ALPENA
[10 empty] | 49778 | MI_SAULT_STE_MARIE
[10 empty] | 49779 | MI_ALPENA
[10 empty] | 49780 | MI_SAULT_STE_MARIE
[10 empty] | 49791 | MI_ALPENA
[10 empty] | 49793 | MI_SAULT_STE_MARIE
[10 empty] | 49795 | MI_ALPENA
[10 empty] | 49796 | MI_TRAVERSE_CITY
[10 empty] | 49799 | MI_ALPENA
[10 empty] | 49801 | WI_GREEN_BAY
[10 empty] | 49805 | MI_HOUGHTON
[10 empty] | 49807 | WI_GREEN_BAY
[10 empty] | 49808 | MI_HOUGHTON
[10 empty] | 49812 | WI_GREEN_BAY
[10 empty] | 49814 | MI_HOUGHTON
[10 empty] | 49817 | MI_TRAVERSE_CITY
[10 empty] | 49818 | WI_GREEN_BAY
[10 empty] | 49819 | MI_HOUGHTON
[10 empty] | 49820 | MI_SAULT_STE_MARIE
[10 empty] | 49821 | WI_GREEN_BAY
[10 empty] | 49822 | MI_HOUGHTON
[10 empty] | 49827 | MI_SAULT_STE_MARIE
[10 empty] | 49829 | WI_GREEN_BAY
[10 empty] | 49831 | MI_HOUGHTON
[10 empty] | 49835 | MI_TRAVERSE_CITY
[10 empty] | 49836 | MI_SAULT_STE_MARIE
[10 empty] | 49837 | MI_TRAVERSE_CITY
[10 empty] | 49838 | MI_SAULT_STE_MARIE
[10 empty] | 49841 | MI_HOUGHTON
[10 empty] | 49845 | WI_GREEN_BAY
[10 empty] | 49849 | MI_HOUGHTON
[10 empty] | 49852 | WI_GREEN_BAY
[10 empty] | 49853 | MI_SAULT_STE_MARIE
[10 empty] | 49854 | MI_TRAVERSE_CITY
[10 empty] | 49855 | MI_HOUGHTON
[10 empty] | 49858 | WI_GREEN_BAY
[10 empty] | 49861 | MI_HOUGHTON
[10 empty] | 49863 | WI_GREEN_BAY
[10 empty] | 49864 | MI_TRAVERSE_CITY
[10 empty] | 49865 | MI_HOUGHTON
[10 empty] | 49868 | MI_SAULT_STE_MARIE
[10 empty] | 49869 | MI_HOUGHTON
[10 empty] | 49870 | WI_GREEN_BAY
[10 empty] | 49871 | MI_HOUGHTON
[10 empty] | 49873 | WI_GREEN_BAY
[10 empty] | 49877 | MI_HOUGHTON
[10 empty] | 49878 | MI_TRAVERSE_CITY
[10 empty] | 49879 | MI_HOUGHTON
[10 empty] | 49883 | MI_SAULT_STE_MARIE
[10 empty] | 49885 | MI_HOUGHTON
[10 empty] | 49886 | WI_GREEN_BAY
[10 empty] | 49891 | MI_HOUGHTON
[10 empty] | 49892 | WI_GREEN_BAY
[10 empty] | 49894 | MI_TRAVERSE_CITY
[10 empty] | 49895 | MI_HOUGHTON
[10 empty] | 49896 | WI_GREEN_BAY
[10 empty] | 49901 | MI_HOUGHTON
[10 empty] | 50001 | IA_DES_MOINES
[10 empty] | 50005 | IA_WATERLOO
[10 empty] | 50006 | IA_MASON_CITY
[10 empty] | 50007 | IA_DES_MOINES
[10 empty] | 50034 | IA_MASON_CITY
[10 empty] | 50035 | IA_DES_MOINES
[10 empty] | 50041 | IA_MASON_CITY
[10 empty] | 50042 | IA_DES_MOINES
[10 empty] | 50043 | IA_WATERLOO
[10 empty] | 50044 | IA_DES_MOINES
[10 empty] | 50051 | IA_WATERLOO
[10 empty] | 50052 | IA_DES_MOINES
[10 empty] | 50071 | IA_MASON_CITY
[10 empty] | 50072 | IA_DES_MOINES
[10 empty] | 50078 | IA_WATERLOO
[10 empty] | 50101 | IA_MASON_CITY
[10 empty] | 50102 | IA_DES_MOINES
[10 empty] | 50106 | IA_WATERLOO
[10 empty] | 50107 | IA_DES_MOINES
[10 empty] | 50122 | IA_WATERLOO
[10 empty] | 50123 | IA_DES_MOINES
[10 empty] | 50126 | IA_WATERLOO
[10 empty] | 50127 | IA_DES_MOINES
[10 empty] | 50132 | IA_MASON_CITY
[10 empty] | 50133 | IA_DES_MOINES
[10 empty] | 50142 | IA_WATERLOO
[10 empty] | 50143 | IA_DES_MOINES
[10 empty] | 50148 | IA_WATERLOO
[10 empty] | 50149 | IA_DES_MOINES
[10 empty] | 50158 | IA_WATERLOO
[10 empty] | 50160 | IA_DES_MOINES
[10 empty] | 50173 | IA_WATERLOO
[10 empty] | 50174 | IA_DES_MOINES
[10 empty] | 50206 | IA_WATERLOO
[10 empty] | 50207 | IA_DES_MOINES
[10 empty] | 50227 | IA_MASON_CITY
[10 empty] | 50228 | IA_DES_MOINES
[10 empty] | 50230 | IA_WATERLOO
[10 empty] | 50231 | IA_DES_MOINES
[10 empty] | 50258 | IA_WATERLOO
[10 empty] | 50261 | IA_DES_MOINES
[10 empty] | 50269 | IA_WATERLOO
[10 empty] | 50271 | IA_MASON_CITY
[10 empty] | 50272 | IA_DES_MOINES
[10 empty] | 50401 | IA_MASON_CITY
[10 empty] | 50455 | MN_ROCHESTER
[10 empty] | 50456 | IA_MASON_CITY
[10 empty] | 50466 | MN_ROCHESTER
[10 empty] | 50467 | IA_MASON_CITY
[10 empty] | 50476 | MN_ROCHESTER
[10 empty] | 50477 | IA_MASON_CITY
[10 empty] | 50510 | IA_SIOUX_CITY
[10 empty] | 50511 | IA_MASON_CITY
[10 empty] | 50521 | IA_DES_MOINES
[10 empty] | 50522 | IA_MASON_CITY
[10 empty] | 50523 | IA_DES_MOINES
[10 empty] | 50524 | IA_MASON_CITY
[10 empty] | 50530 | IA_DES_MOINES
[10 empty] | 50531 | IA_MASON_CITY
[10 empty] | 50535 | IA_SIOUX_CITY
[10 empty] | 50536 | IA_MASON_CITY
[10 empty] | 50538 | IA_DES_MOINES
[10 empty] | 50539 | IA_MASON_CITY
[10 empty] | 50540 | IA_SIOUX_CITY
[10 empty] | 50541 | IA_MASON_CITY
[10 empty] | 50543 | IA_DES_MOINES
[10 empty] | 50545 | IA_MASON_CITY
[10 empty] | 50557 | IA_DES_MOINES
[10 empty] | 50558 | IA_MASON_CITY
[10 empty] | 50561 | IA_SIOUX_CITY
[10 empty] | 50562 | IA_MASON_CITY
[10 empty] | 50565 | IA_SIOUX_CITY
[10 empty] | 50566 | IA_MASON_CITY
[10 empty] | 50567 | IA_SIOUX_CITY
[10 empty] | 50569 | IA_MASON_CITY
[10 empty] | 50576 | IA_SIOUX_CITY
[10 empty] | 50577 | IA_MASON_CITY
[10 empty] | 50579 | IA_DES_MOINES
[10 empty] | 50581 | IA_MASON_CITY
[10 empty] | 50583 | IA_SIOUX_CITY
[10 empty] | 50586 | IA_DES_MOINES
[10 empty] | 50588 | IA_SIOUX_CITY
[10 empty] | 50590 | IA_MASON_CITY
[10 empty] | 50592 | IA_SIOUX_CITY
[10 empty] | 50594 | IA_MASON_CITY
[10 empty] | 50601 | IA_WATERLOO
[10 empty] | 50605 | IA_MASON_CITY
[10 empty] | 50606 | IA_WATERLOO
[10 empty] | 50616 | IA_MASON_CITY
[10 empty] | 50619 | IA_WATERLOO
[10 empty] | 50620 | IA_MASON_CITY
[10 empty] | 50621 | IA_WATERLOO
[10 empty] | 50628 | IA_MASON_CITY
[10 empty] | 50629 | IA_WATERLOO
[10 empty] | 50633 | IA_MASON_CITY
[10 empty] | 50634 | IA_WATERLOO
[10 empty] | 50653 | IA_MASON_CITY
[10 empty] | 50654 | IA_WATERLOO
[10 empty] | 50801 | IA_DES_MOINES
[10 empty] | 51001 | IA_SIOUX_CITY
[10 empty] | 51201 | SD_SIOUX_FALLS
[10 empty] | 51238 | IA_SIOUX_CITY
[10 empty] | 51239 | SD_SIOUX_FALLS
[10 empty] | 51245 | IA_SIOUX_CITY
[10 empty] | 51246 | SD_SIOUX_FALLS
[10 empty] | 51301 | IA_SIOUX_CITY
[10 empty] | 51330 | SD_SIOUX_FALLS
[10 empty] | 51333 | IA_MASON_CITY
[10 empty] | 51338 | IA_SIOUX_CITY
[10 empty] | 51340 | SD_SIOUX_FALLS
[10 empty] | 51341 | IA_SIOUX_CITY
[10 empty] | 51342 | IA_MASON_CITY
[10 empty] | 51343 | IA_SIOUX_CITY
[10 empty] | 51344 | IA_MASON_CITY
[10 empty] | 51345 | SD_SIOUX_FALLS
[10 empty] | 51357 | IA_SIOUX_CITY
[10 empty] | 51358 | IA_MASON_CITY
[10 empty] | 51360 | SD_SIOUX_FALLS
[10 empty] | 51363 | IA_MASON_CITY
[10 empty] | 51366 | IA_SIOUX_CITY
[10 empty] | 51401 | IA_DES_MOINES
[10 empty] | 51430 | IA_SIOUX_CITY
[10 empty] | 51440 | IA_DES_MOINES
[10 empty] | 51441 | IA_SIOUX_CITY
[10 empty] | 51443 | IA_DES_MOINES
[10 empty] | 51445 | IA_SIOUX_CITY
[10 empty] | 51447 | NE_OMAHA
[10 empty] | 51448 | IA_SIOUX_CITY
[10 empty] | 51449 | IA_DES_MOINES
[10 empty] | 51450 | IA_SIOUX_CITY
[10 empty] | 51451 | IA_DES_MOINES
[10 empty] | 51454 | IA_SIOUX_CITY
[10 empty] | 51459 | IA_DES_MOINES
[10 empty] | 51460 | IA_SIOUX_CITY
[10 empty] | 51462 | IA_DES_MOINES
[10 empty] | 51465 | IA_SIOUX_CITY
[10 empty] | 51501 | NE_OMAHA
[10 empty] | 51520 | IA_SIOUX_CITY
[10 empty] | 51521 | NE_OMAHA
[10 empty] | 51523 | IA_SIOUX_CITY
[10 empty] | 51525 | NE_OMAHA
[10 empty] | 51527 | IA_SIOUX_CITY
[10 empty] | 51530 | NE_OMAHA
[10 empty] | 51531 | IA_DES_MOINES
[10 empty] | 51532 | NE_OMAHA
[10 empty] | 51543 | IA_DES_MOINES
[10 empty] | 51544 | NE_OMAHA
[10 empty] | 51558 | IA_SIOUX_CITY
[10 empty] | 51559 | NE_OMAHA
[10 empty] | 51572 | IA_SIOUX_CITY
[10 empty] | 51573 | NE_OMAHA
[10 empty] | 51631 | MO_KANSAS_CITY
[10 empty] | 51632 | NE_OMAHA
[10 empty] | 51646 | IA_DES_MOINES
[10 empty] | 51647 | NE_OMAHA
[10 empty] | 52001 | IL_MOLINE
[10 empty] | 52035 | IA_WATERLOO
[10 empty] | 52037 | IL_MOLINE
[10 empty] | 52038 | IA_WATERLOO
[10 empty] | 52039 | IL_MOLINE
[10 empty] | 52040 | IA_WATERLOO
[10 empty] | 52045 | IL_MOLINE
[10 empty] | 52046 | IA_WATERLOO
[10 empty] | 52047 | WI_LA_CROSSE
[10 empty] | 52048 | IA_WATERLOO
[10 empty] | 52049 | WI_LA_CROSSE
[10 empty] | 52050 | IA_WATERLOO
[10 empty] | 52054 | IL_MOLINE
[10 empty] | 52055 | IA_WATERLOO
[10 empty] | 52060 | IL_MOLINE
[10 empty] | 52065 | IA_WATERLOO
[10 empty] | 52068 | IL_MOLINE
[10 empty] | 52072 | IA_WATERLOO
[10 empty] | 52074 | IL_MOLINE
[10 empty] | 52076 | IA_WATERLOO
[10 empty] | 52079 | IL_MOLINE
[10 empty] | 52101 | WI_LA_CROSSE
[10 empty] | 52132 | IA_WATERLOO
[10 empty] | 52134 | MN_ROCHESTER
[10 empty] | 52135 | IA_WATERLOO
[10 empty] | 52136 | MN_ROCHESTER
[10 empty] | 52140 | WI_LA_CROSSE
[10 empty] | 52141 | IA_WATERLOO
[10 empty] | 52146 | WI_LA_CROSSE
[10 empty] | 52147 | IA_WATERLOO
[10 empty] | 52149 | WI_LA_CROSSE
[10 empty] | 52154 | IA_WATERLOO
[10 empty] | 52155 | MN_ROCHESTER
[10 empty] | 52156 | WI_LA_CROSSE
[10 empty] | 52161 | IA_WATERLOO
[10 empty] | 52162 | WI_LA_CROSSE
[10 empty] | 52163 | IA_WATERLOO
[10 empty] | 52165 | MN_ROCHESTER
[10 empty] | 52166 | IA_WATERLOO
[10 empty] | 52170 | WI_LA_CROSSE
[10 empty] | 52171 | IA_WATERLOO
[10 empty] | 52172 | WI_LA_CROSSE
[10 empty] | 52175 | IA_WATERLOO
[10 empty] | 52201 | IL_MOLINE
[10 empty] | 52202 | IA_WATERLOO
[10 empty] | 52205 | IL_MOLINE
[10 empty] | 52206 | IA_WATERLOO
[10 empty] | 52207 | IL_MOLINE
[10 empty] | 52208 | IA_WATERLOO
[10 empty] | 52212 | IL_MOLINE
[10 empty] | 52213 | IA_WATERLOO
[10 empty] | 52216 | IL_MOLINE
[10 empty] | 52217 | IA_WATERLOO
[10 empty] | 52222 | IA_DES_MOINES
[10 empty] | 52223 | IA_WATERLOO
[10 empty] | 52226 | IL_MOLINE
[10 empty] | 52227 | IA_WATERLOO
[10 empty] | 52231 | IL_MOLINE
[10 empty] | 52232 | IA_WATERLOO
[10 empty] | 52235 | IL_MOLINE
[10 empty] | 52236 | IA_WATERLOO
[10 empty] | 52240 | IL_MOLINE
[10 empty] | 52249 | IA_WATERLOO
[10 empty] | 52252 | IL_MOLINE
[10 empty] | 52257 | IA_WATERLOO
[10 empty] | 52305 | IL_MOLINE
[10 empty] | 52307 | IA_WATERLOO
[10 empty] | 52309 | IL_MOLINE
[10 empty] | 52313 | IA_WATERLOO
[10 empty] | 52314 | IL_MOLINE
[10 empty] | 52315 | IA_WATERLOO
[10 empty] | 52317 | IL_MOLINE
[10 empty] | 52318 | IA_WATERLOO
[10 empty] | 52319 | IL_MOLINE
[10 empty] | 52322 | IA_WATERLOO
[10 empty] | 52323 | IL_MOLINE
[10 empty] | 52324 | IA_WATERLOO
[10 empty] | 52327 | IL_MOLINE
[10 empty] | 52328 | IA_WATERLOO
[10 empty] | 52333 | IL_MOLINE
[10 empty] | 52334 | IA_WATERLOO
[10 empty] | 52337 | IL_MOLINE
[10 empty] | 52338 | IA_WATERLOO
[10 empty] | 52340 | IL_MOLINE
[10 empty] | 52341 | IA_WATERLOO
[10 empty] | 52353 | IL_MOLINE
[10 empty] | 52354 | IA_WATERLOO
[10 empty] | 52355 | IA_DES_MOINES
[10 empty] | 52356 | IL_MOLINE
[10 empty] | 52361 | IA_WATERLOO
[10 empty] | 52362 | IL_MOLINE
[10 empty] | 52401 | IA_WATERLOO
[10 empty] | 52501 | IA_DES_MOINES
[10 empty] | 52535 | IL_MOLINE
[10 empty] | 52536 | IA_DES_MOINES
[10 empty] | 52540 | IL_MOLINE
[10 empty] | 52543 | IA_DES_MOINES
[10 empty] | 52551 | IL_MOLINE
[10 empty] | 52552 | IA_DES_MOINES
[10 empty] | 52556 | IL_MOLINE
[10 empty] | 52560 | IA_DES_MOINES
[10 empty] | 52565 | IL_MOLINE
[10 empty] | 52566 | IA_DES_MOINES
[10 empty] | 52567 | IL_MOLINE
[10 empty] | 52568 | IA_DES_MOINES
[10 empty] | 52573 | IL_MOLINE
[10 empty] | 52574 | IA_DES_MOINES
[10 empty] | 52576 | IL_MOLINE
[10 empty] | 52577 | IA_DES_MOINES
[10 empty] | 52580 | IL_MOLINE
[10 empty] | 52581 | IA_DES_MOINES
[10 empty] | 52585 | IL_MOLINE
[10 empty] | 52586 | IA_DES_MOINES
[10 empty] | 52601 | IL_MOLINE
[10 empty] | 53001 | WI_MILWAUKEE
[10 empty] | 53006 | WI_MADISON
[10 empty] | 53007 | WI_MILWAUKEE
[10 empty] | 53014 | WI_GREEN_BAY
[10 empty] | 53016 | WI_MADISON
[10 empty] | 53017 | WI_MILWAUKEE
[10 empty] | 53019 | WI_GREEN_BAY
[10 empty] | 53021 | WI_MILWAUKEE
[10 empty] | 53023 | WI_GREEN_BAY
[10 empty] | 53024 | WI_MILWAUKEE
[10 empty] | 53026 | WI_GREEN_BAY
[10 empty] | 53027 | WI_MILWAUKEE
[10 empty] | 53032 | WI_MADISON
[10 empty] | 53033 | WI_MILWAUKEE
[10 empty] | 53034 | WI_MADISON
[10 empty] | 53037 | WI_MILWAUKEE
[10 empty] | 53038 | WI_MADISON
[10 empty] | 53040 | WI_MILWAUKEE
[10 empty] | 53042 | WI_GREEN_BAY
[10 empty] | 53045 | WI_MILWAUKEE
[10 empty] | 53047 | WI_MADISON
[10 empty] | 53048 | WI_MILWAUKEE
[10 empty] | 53049 | WI_GREEN_BAY
[10 empty] | 53050 | WI_MADISON
[10 empty] | 53051 | WI_MILWAUKEE
[10 empty] | 53057 | WI_GREEN_BAY
[10 empty] | 53058 | WI_MILWAUKEE
[10 empty] | 53061 | WI_GREEN_BAY
[10 empty] | 53064 | WI_MILWAUKEE
[10 empty] | 53065 | WI_MADISON
[10 empty] | 53066 | WI_MILWAUKEE
[10 empty] | 53073 | WI_GREEN_BAY
[10 empty] | 53074 | WI_MILWAUKEE
[10 empty] | 53081 | WI_GREEN_BAY
[10 empty] | 53085 | WI_MILWAUKEE
[10 empty] | 53088 | WI_GREEN_BAY
[10 empty] | 53089 | WI_MILWAUKEE
[10 empty] | 53094 | WI_MADISON
[10 empty] | 53095 | WI_MILWAUKEE
[10 empty] | 53098 | WI_MADISON
[10 empty] | 53099 | WI_MILWAUKEE
[10 empty] | 53114 | IL_ROCKFORD
[10 empty] | 53118 | WI_MILWAUKEE
[10 empty] | 53125 | IL_ROCKFORD
[10 empty] | 53126 | WI_MILWAUKEE
[10 empty] | 53137 | WI_MADISON
[10 empty] | 53138 | WI_MILWAUKEE
[10 empty] | 53178 | WI_MADISON
[10 empty] | 53179 | WI_MILWAUKEE
[10 empty] | 53184 | IL_ROCKFORD
[10 empty] | 53185 | WI_MILWAUKEE
[10 empty] | 53190 | WI_MADISON
[10 empty] | 53191 | IL_ROCKFORD
[10 empty] | 53192 | WI_MILWAUKEE
[10 empty] | 53195 | IL_ROCKFORD
[10 empty] | 53201 | WI_MILWAUKEE
[10 empty] | 53501 | IL_ROCKFORD
[10 empty] | 53502 | WI_MADISON
[10 empty] | 53505 | IL_ROCKFORD
[10 empty] | 53506 | WI_MADISON
[10 empty] | 53511 | IL_ROCKFORD
[10 empty] | 53515 | WI_MADISON
[10 empty] | 53518 | WI_LA_CROSSE
[10 empty] | 53520 | IL_ROCKFORD
[10 empty] | 53521 | WI_MADISON
[10 empty] | 53522 | IL_ROCKFORD
[10 empty] | 53523 | WI_MADISON
[10 empty] | 53525 | IL_ROCKFORD
[10 empty] | 53526 | WI_MADISON
[10 empty] | 53542 | IL_ROCKFORD
[10 empty] | 53543 | WI_MADISON
[10 empty] | 53546 | IL_ROCKFORD
[10 empty] | 53549 | WI_MADISON
[10 empty] | 53550 | IL_ROCKFORD
[10 empty] | 53551 | WI_MADISON
[10 empty] | 53566 | IL_ROCKFORD
[10 empty] | 53569 | WI_MADISON
[10 empty] | 53576 | IL_ROCKFORD
[10 empty] | 53577 | WI_MADISON
[10 empty] | 53585 | IL_ROCKFORD
[10 empty] | 53586 | WI_MADISON
[10 empty] | 53801 | WI_LA_CROSSE
[10 empty] | 53803 | WI_MADISON
[10 empty] | 53804 | WI_LA_CROSSE
[10 empty] | 53806 | IA_WATERLOO
[10 empty] | 53807 | WI_MADISON
[10 empty] | 53810 | WI_LA_CROSSE
[10 empty] | 53811 | WI_MADISON
[10 empty] | 53816 | WI_LA_CROSSE
[10 empty] | 53818 | WI_MADISON
[10 empty] | 53821 | WI_LA_CROSSE
[10 empty] | 53824 | IL_MOLINE
[10 empty] | 53825 | WI_MADISON
[10 empty] | 53826 | WI_LA_CROSSE
[10 empty] | 53901 | WI_MADISON
[10 empty] | 53927 | WI_LA_CROSSE
[10 empty] | 53928 | WI_MADISON
[10 empty] | 53929 | WI_LA_CROSSE
[10 empty] | 53930 | WI_MADISON
[10 empty] | 53948 | WI_LA_CROSSE
[10 empty] | 53949 | WI_MADISON
[10 empty] | 53950 | WI_LA_CROSSE
[10 empty] | 53951 | WI_MADISON
[10 empty] | 53962 | WI_LA_CROSSE
[10 empty] | 53963 | WI_MADISON
[10 empty] | 53968 | WI_LA_CROSSE
[10 empty] | 53969 | WI_MADISON
[10 empty] | 54001 | MN_MINNEAPOLIS
[10 empty] | 54004 | WI_EAU_CLAIRE
[10 empty] | 54006 | MN_MINNEAPOLIS
[10 empty] | 54012 | WI_EAU_CLAIRE
[10 empty] | 54014 | MN_MINNEAPOLIS
[10 empty] | 54027 | WI_EAU_CLAIRE
[10 empty] | 54082 | MN_MINNEAPOLIS
[10 empty] | 54101 | WI_GREEN_BAY
[10 empty] | 54121 | MI_HOUGHTON
[10 empty] | 54123 | WI_GREEN_BAY
[10 empty] | 54246 | MI_TRAVERSE_CITY
[10 empty] | 54247 | WI_GREEN_BAY
[10 empty] | 54404 | WI_EAU_CLAIRE
[10 empty] | 54406 | WI_GREEN_BAY
[10 empty] | 54410 | WI_EAU_CLAIRE
[10 empty] | 54413 | WI_LA_CROSSE
[10 empty] | 54414 | WI_GREEN_BAY
[10 empty] | 54415 | WI_EAU_CLAIRE
[10 empty] | 54416 | WI_GREEN_BAY
[10 empty] | 54420 | WI_EAU_CLAIRE
[10 empty] | 54423 | WI_GREEN_BAY
[10 empty] | 54425 | WI_EAU_CLAIRE
[10 empty] | 54427 | WI_GREEN_BAY
[10 empty] | 54433 | WI_EAU_CLAIRE
[10 empty] | 54435 | WI_GREEN_BAY
[10 empty] | 54436 | WI_EAU_CLAIRE
[10 empty] | 54440 | WI_GREEN_BAY
[10 empty] | 54441 | WI_EAU_CLAIRE
[10 empty] | 54443 | WI_GREEN_BAY
[10 empty] | 54446 | WI_EAU_CLAIRE
[10 empty] | 54450 | WI_GREEN_BAY
[10 empty] | 54451 | WI_EAU_CLAIRE
[10 empty] | 54455 | WI_GREEN_BAY
[10 empty] | 54456 | WI_EAU_CLAIRE
[10 empty] | 54457 | WI_LA_CROSSE
[10 empty] | 54458 | WI_GREEN_BAY
[10 empty] | 54459 | WI_EAU_CLAIRE
[10 empty] | 54462 | WI_GREEN_BAY
[10 empty] | 54466 | WI_LA_CROSSE
[10 empty] | 54467 | WI_GREEN_BAY
[10 empty] | 54469 | WI_LA_CROSSE
[10 empty] | 54470 | WI_EAU_CLAIRE
[10 empty] | 54471 | WI_GREEN_BAY
[10 empty] | 54472 | WI_EAU_CLAIRE
[10 empty] | 54473 | WI_GREEN_BAY
[10 empty] | 54475 | WI_LA_CROSSE
[10 empty] | 54476 | WI_GREEN_BAY
[10 empty] | 54479 | WI_EAU_CLAIRE
[10 empty] | 54481 | WI_GREEN_BAY
[10 empty] | 54484 | WI_EAU_CLAIRE
[10 empty] | 54485 | WI_GREEN_BAY
[10 empty] | 54487 | WI_EAU_CLAIRE
[10 empty] | 54489 | WI_LA_CROSSE
[10 empty] | 54490 | WI_EAU_CLAIRE
[10 empty] | 54491 | WI_GREEN_BAY
[10 empty] | 54493 | WI_EAU_CLAIRE
[10 empty] | 54494 | WI_LA_CROSSE
[10 empty] | 54498 | WI_EAU_CLAIRE
[10 empty] | 54499 | WI_GREEN_BAY
[10 empty] | 54512 | MI_HOUGHTON
[10 empty] | 54513 | WI_EAU_CLAIRE
[10 empty] | 54517 | MN_DULUTH
[10 empty] | 54519 | MI_HOUGHTON
[10 empty] | 54520 | WI_GREEN_BAY
[10 empty] | 54521 | MI_HOUGHTON
[10 empty] | 54524 | WI_EAU_CLAIRE
[10 empty] | 54525 | MI_HOUGHTON
[10 empty] | 54526 | WI_EAU_CLAIRE
[10 empty] | 54527 | MN_DULUTH
[10 empty] | 54529 | WI_EAU_CLAIRE
[10 empty] | 54534 | MI_HOUGHTON
[10 empty] | 54536 | MN_DULUTH
[10 empty] | 54537 | WI_EAU_CLAIRE
[10 empty] | 54538 | MI_HOUGHTON
[10 empty] | 54541 | WI_GREEN_BAY
[10 empty] | 54542 | MI_HOUGHTON
[10 empty] | 54543 | WI_GREEN_BAY
[10 empty] | 54545 | MI_HOUGHTON
[10 empty] | 54546 | MN_DULUTH
[10 empty] | 54547 | MI_HOUGHTON
[10 empty] | 54548 | WI_EAU_CLAIRE
[10 empty] | 54550 | MN_DULUTH
[10 empty] | 54552 | WI_EAU_CLAIRE
[10 empty] | 54554 | MI_HOUGHTON
[10 empty] | 54555 | WI_EAU_CLAIRE
[10 empty] | 54557 | MI_HOUGHTON
[10 empty] | 54559 | MN_DULUTH
[10 empty] | 54560 | MI_HOUGHTON
[10 empty] | 54563 | WI_EAU_CLAIRE
[10 empty] | 54565 | MI_HOUGHTON
[10 empty] | 54566 | WI_GREEN_BAY
[10 empty] | 54568 | MI_HOUGHTON
[10 empty] | 54601 | WI_LA_CROSSE
[10 empty] | 54610 | MN_ROCHESTER
[10 empty] | 54611 | WI_LA_CROSSE
[10 empty] | 54701 | WI_EAU_CLAIRE
[10 empty] | 54723 | MN_MINNEAPOLIS
[10 empty] | 54724 | WI_EAU_CLAIRE
[10 empty] | 54750 | MN_ROCHESTER
[10 empty] | 54751 | WI_EAU_CLAIRE
[10 empty] | 54754 | WI_LA_CROSSE
[10 empty] | 54755 | WI_EAU_CLAIRE
[10 empty] | 54759 | MN_ROCHESTER
[10 empty] | 54760 | WI_EAU_CLAIRE
[10 empty] | 54761 | MN_MINNEAPOLIS
[10 empty] | 54762 | WI_EAU_CLAIRE
[10 empty] | 54769 | MN_ROCHESTER
[10 empty] | 54770 | WI_EAU_CLAIRE
[10 empty] | 54773 | WI_LA_CROSSE
[10 empty] | 54774 | WI_EAU_CLAIRE
[10 empty] | 54801 | MN_DULUTH
[10 empty] | 54805 | WI_EAU_CLAIRE
[10 empty] | 54806 | MN_DULUTH
[10 empty] | 54810 | MN_MINNEAPOLIS
[10 empty] | 54812 | WI_EAU_CLAIRE
[10 empty] | 54814 | MN_DULUTH
[10 empty] | 54817 | WI_EAU_CLAIRE
[10 empty] | 54820 | MN_DULUTH
[10 empty] | 54822 | WI_EAU_CLAIRE
[10 empty] | 54824 | MN_MINNEAPOLIS
[10 empty] | 54826 | WI_EAU_CLAIRE
[10 empty] | 54827 | MN_DULUTH
[10 empty] | 54828 | WI_EAU_CLAIRE
[10 empty] | 54830 | MN_DULUTH
[10 empty] | 54834 | WI_EAU_CLAIRE
[10 empty] | 54836 | MN_DULUTH
[10 empty] | 54837 | WI_EAU_CLAIRE
[10 empty] | 54838 | MN_DULUTH
[10 empty] | 54840 | MN_MINNEAPOLIS
[10 empty] | 54841 | WI_EAU_CLAIRE
[10 empty] | 54842 | MN_DULUTH
[10 empty] | 54845 | WI_EAU_CLAIRE
[10 empty] | 54846 | MN_DULUTH
[10 empty] | 54848 | WI_EAU_CLAIRE
[10 empty] | 54849 | MN_DULUTH
[10 empty] | 54851 | MN_MINNEAPOLIS
[10 empty] | 54854 | MN_DULUTH
[10 empty] | 54857 | WI_EAU_CLAIRE
[10 empty] | 54858 | MN_MINNEAPOLIS
[10 empty] | 54859 | MN_DULUTH
[10 empty] | 54862 | WI_EAU_CLAIRE
[10 empty] | 54864 | MN_DULUTH
[10 empty] | 54867 | WI_EAU_CLAIRE
[10 empty] | 54872 | MN_MINNEAPOLIS
[10 empty] | 54873 | MN_DULUTH
[10 empty] | 54876 | WI_EAU_CLAIRE
[10 empty] | 54880 | MN_DULUTH
[10 empty] | 54889 | WI_EAU_CLAIRE
[10 empty] | 54890 | MN_DULUTH
[10 empty] | 54895 | WI_EAU_CLAIRE
[10 empty] | 54901 | WI_GREEN_BAY
[10 empty] | 54930 | WI_MADISON
[10 empty] | 54931 | WI_GREEN_BAY
[10 empty] | 54941 | WI_MADISON
[10 empty] | 54942 | WI_GREEN_BAY
[10 empty] | 54960 | WI_MADISON
[10 empty] | 54961 | WI_GREEN_BAY
[10 empty] | 54968 | WI_MADISON
[10 empty] | 54969 | WI_GREEN_BAY
[10 empty] | 54971 | WI_MADISON
[10 empty] | 54974 | WI_GREEN_BAY
[10 empty] | 55001 | MN_MINNEAPOLIS
[10 empty] | 55006 | MN_SAINT_CLOUD
[10 empty] | 55009 | MN_MINNEAPOLIS
[10 empty] | 55017 | MN_SAINT_CLOUD
[10 empty] | 55018 | MN_MINNEAPOLIS
[10 empty] | 55026 | MN_ROCHESTER
[10 empty] | 55029 | MN_SAINT_CLOUD
[10 empty] | 55031 | MN_MINNEAPOLIS
[10 empty] | 55036 | MN_SAINT_CLOUD
[10 empty] | 55038 | MN_MINNEAPOLIS
[10 empty] | 55040 | MN_SAINT_CLOUD
[10 empty] | 55041 | MN_ROCHESTER
[10 empty] | 55042 | MN_MINNEAPOLIS
[10 empty] | 55049 | MN_ROCHESTER
[10 empty] | 55051 | MN_SAINT_CLOUD
[10 empty] | 55052 | MN_MINNEAPOLIS
[10 empty] | 55060 | MN_ROCHESTER
[10 empty] | 55063 | MN_SAINT_CLOUD
[10 empty] | 55065 | MN_MINNEAPOLIS
[10 empty] | 55067 | MN_SAINT_CLOUD
[10 empty] | 55068 | MN_MINNEAPOLIS
[10 empty] | 55072 | MN_DULUTH
[10 empty] | 55073 | MN_MINNEAPOLIS
[10 empty] | 55080 | MN_SAINT_CLOUD
[10 empty] | 55082 | MN_MINNEAPOLIS
[10 empty] | 55301 | MN_SAINT_CLOUD
[10 empty] | 55303 | MN_MINNEAPOLIS
[10 empty] | 55308 | MN_SAINT_CLOUD
[10 empty] | 55311 | MN_MINNEAPOLIS
[10 empty] | 55313 | MN_SAINT_CLOUD
[10 empty] | 55315 | MN_MINNEAPOLIS
[10 empty] | 55319 | MN_DULUTH
[10 empty] | 55320 | MN_SAINT_CLOUD
[10 empty] | 55322 | MN_MINNEAPOLIS
[10 empty] | 55324 | MN_SAINT_CLOUD
[10 empty] | 55327 | MN_MINNEAPOLIS
[10 empty] | 55329 | MN_SAINT_CLOUD
[10 empty] | 55331 | MN_MINNEAPOLIS
[10 empty] | 55332 | MN_SAINT_CLOUD
[10 empty] | 55334 | MN_MINNEAPOLIS
[10 empty] | 55342 | MN_SAINT_CLOUD
[10 empty] | 55343 | MN_MINNEAPOLIS
[10 empty] | 55349 | MN_SAINT_CLOUD
[10 empty] | 55352 | MN_MINNEAPOLIS
[10 empty] | 55353 | MN_SAINT_CLOUD
[10 empty] | 55354 | MN_MINNEAPOLIS
[10 empty] | 55355 | MN_SAINT_CLOUD
[10 empty] | 55356 | MN_MINNEAPOLIS
[10 empty] | 55358 | MN_SAINT_CLOUD
[10 empty] | 55359 | MN_MINNEAPOLIS
[10 empty] | 55362 | MN_SAINT_CLOUD
[10 empty] | 55363 | MN_MINNEAPOLIS
[10 empty] | 55365 | MN_SAINT_CLOUD
[10 empty] | 55366 | MN_MINNEAPOLIS
[10 empty] | 55371 | MN_SAINT_CLOUD
[10 empty] | 55372 | MN_MINNEAPOLIS
[10 empty] | 55376 | MN_SAINT_CLOUD
[10 empty] | 55378 | MN_MINNEAPOLIS
[10 empty] | 55380 | MN_SAINT_CLOUD
[10 empty] | 55383 | MN_MINNEAPOLIS
[10 empty] | 55385 | MN_SAINT_CLOUD
[10 empty] | 55386 | MN_MINNEAPOLIS
[10 empty] | 55389 | MN_SAINT_CLOUD
[10 empty] | 55391 | MN_MINNEAPOLIS
[10 empty] | 55393 | MN_SAINT_CLOUD
[10 empty] | 55394 | MN_MINNEAPOLIS
[10 empty] | 55395 | MN_SAINT_CLOUD
[10 empty] | 55396 | MN_MINNEAPOLIS
[10 empty] | 55398 | MN_SAINT_CLOUD
[10 empty] | 55399 | MN_MINNEAPOLIS
[10 empty] | 55575 | MN_SAINT_CLOUD
[10 empty] | 55576 | MN_MINNEAPOLIS
[10 empty] | 55580 | MN_SAINT_CLOUD
[10 empty] | 55583 | MN_MINNEAPOLIS
[10 empty] | 55584 | MN_SAINT_CLOUD
[10 empty] | 55592 | MN_MINNEAPOLIS
[10 empty] | 55601 | MN_DULUTH
[10 empty] | 55604 | MI_HOUGHTON
[10 empty] | 55607 | MN_DULUTH
[10 empty] | 55703 | MN_INTERNATIONAL_FALLS
[10 empty] | 55704 | MN_DULUTH
[10 empty] | 55723 | MN_INTERNATIONAL_FALLS
[10 empty] | 55724 | MN_DULUTH
[10 empty] | 55725 | MN_INTERNATIONAL_FALLS
[10 empty] | 55726 | MN_DULUTH
[10 empty] | 55771 | MN_INTERNATIONAL_FALLS
[10 empty] | 55775 | MN_DULUTH
[10 empty] | 55781 | MN_INTERNATIONAL_FALLS
[10 empty] | 55782 | MN_DULUTH
[10 empty] | 55901 | MN_ROCHESTER
[10 empty] | 55919 | WI_LA_CROSSE
[10 empty] | 55920 | MN_ROCHESTER
[10 empty] | 55921 | WI_LA_CROSSE
[10 empty] | 55922 | MN_ROCHESTER
[10 empty] | 55925 | WI_LA_CROSSE
[10 empty] | 55926 | MN_ROCHESTER
[10 empty] | 55931 | WI_LA_CROSSE
[10 empty] | 55932 | MN_ROCHESTER
[10 empty] | 55941 | WI_LA_CROSSE
[10 empty] | 55944 | MN_ROCHESTER
[10 empty] | 55947 | WI_LA_CROSSE
[10 empty] | 55949 | MN_ROCHESTER
[10 empty] | 55953 | IA_MASON_CITY
[10 empty] | 55954 | WI_LA_CROSSE
[10 empty] | 55955 | MN_ROCHESTER
[10 empty] | 55959 | WI_LA_CROSSE
[10 empty] | 55960 | MN_ROCHESTER
[10 empty] | 55969 | WI_LA_CROSSE
[10 empty] | 55970 | MN_ROCHESTER
[10 empty] | 55971 | WI_LA_CROSSE
[10 empty] | 55972 | MN_ROCHESTER
[10 empty] | 55974 | WI_LA_CROSSE
[10 empty] | 55975 | MN_ROCHESTER
[10 empty] | 55987 | WI_LA_CROSSE
[10 empty] | 55990 | MN_ROCHESTER
[10 empty] | 56001 | MN_MINNEAPOLIS
[10 empty] | 56007 | IA_MASON_CITY
[10 empty] | 56011 | MN_MINNEAPOLIS
[10 empty] | 56013 | IA_MASON_CITY
[10 empty] | 56017 | MN_MINNEAPOLIS
[10 empty] | 56019 | SD_SIOUX_FALLS
[10 empty] | 56020 | IA_MASON_CITY
[10 empty] | 56021 | MN_MINNEAPOLIS
[10 empty] | 56022 | IA_MASON_CITY
[10 empty] | 56024 | MN_MINNEAPOLIS
[10 empty] | 56025 | IA_MASON_CITY
[10 empty] | 56026 | MN_ROCHESTER
[10 empty] | 56027 | IA_MASON_CITY
[10 empty] | 56028 | MN_MINNEAPOLIS
[10 empty] | 56029 | IA_MASON_CITY
[10 empty] | 56030 | MN_MINNEAPOLIS
[10 empty] | 56031 | IA_MASON_CITY
[10 empty] | 56034 | MN_MINNEAPOLIS
[10 empty] | 56035 | MN_ROCHESTER
[10 empty] | 56036 | IA_MASON_CITY
[10 empty] | 56041 | MN_MINNEAPOLIS
[10 empty] | 56042 | IA_MASON_CITY
[10 empty] | 56044 | MN_MINNEAPOLIS
[10 empty] | 56045 | MN_ROCHESTER
[10 empty] | 56047 | IA_MASON_CITY
[10 empty] | 56048 | MN_MINNEAPOLIS
[10 empty] | 56051 | IA_MASON_CITY
[10 empty] | 56052 | MN_MINNEAPOLIS
[10 empty] | 56060 | IA_MASON_CITY
[10 empty] | 56062 | MN_MINNEAPOLIS
[10 empty] | 56064 | IA_MASON_CITY
[10 empty] | 56069 | MN_MINNEAPOLIS
[10 empty] | 56072 | MN_ROCHESTER
[10 empty] | 56073 | MN_MINNEAPOLIS
[10 empty] | 56075 | IA_MASON_CITY
[10 empty] | 56076 | MN_ROCHESTER
[10 empty] | 56078 | IA_MASON_CITY
[10 empty] | 56080 | MN_MINNEAPOLIS
[10 empty] | 56081 | IA_MASON_CITY
[10 empty] | 56082 | MN_MINNEAPOLIS
[10 empty] | 56083 | SD_SIOUX_FALLS
[10 empty] | 56084 | MN_MINNEAPOLIS
[10 empty] | 56088 | IA_MASON_CITY
[10 empty] | 56093 | MN_ROCHESTER
[10 empty] | 56096 | MN_MINNEAPOLIS
[10 empty] | 56097 | IA_MASON_CITY
[10 empty] | 56101 | SD_SIOUX_FALLS
[10 empty] | 56111 | IA_MASON_CITY
[10 empty] | 56113 | SD_SIOUX_FALLS
[10 empty] | 56120 | IA_MASON_CITY
[10 empty] | 56122 | SD_SIOUX_FALLS
[10 empty] | 56127 | IA_MASON_CITY
[10 empty] | 56128 | SD_SIOUX_FALLS
[10 empty] | 56160 | IA_MASON_CITY
[10 empty] | 56161 | SD_SIOUX_FALLS
[10 empty] | 56162 | IA_MASON_CITY
[10 empty] | 56164 | SD_SIOUX_FALLS
[10 empty] | 56171 | IA_MASON_CITY
[10 empty] | 56172 | SD_SIOUX_FALLS
[10 empty] | 56176 | IA_MASON_CITY
[10 empty] | 56177 | SD_SIOUX_FALLS
[10 empty] | 56181 | IA_MASON_CITY
[10 empty] | 56183 | SD_SIOUX_FALLS
[10 empty] | 56201 | MN_SAINT_CLOUD
[10 empty] | 56210 | ND_FARGO
[10 empty] | 56211 | SD_HURON
[10 empty] | 56214 | MN_SAINT_CLOUD
[10 empty] | 56218 | SD_SIOUX_FALLS
[10 empty] | 56219 | ND_FARGO
[10 empty] | 56220 | SD_SIOUX_FALLS
[10 empty] | 56221 | ND_FARGO
[10 empty] | 56222 | MN_SAINT_CLOUD
[10 empty] | 56223 | SD_SIOUX_FALLS
[10 empty] | 56224 | MN_SAINT_CLOUD
[10 empty] | 56225 | ND_FARGO
[10 empty] | 56226 | MN_SAINT_CLOUD
[10 empty] | 56229 | SD_SIOUX_FALLS
[10 empty] | 56230 | MN_SAINT_CLOUD
[10 empty] | 56232 | SD_SIOUX_FALLS
[10 empty] | 56235 | ND_FARGO
[10 empty] | 56237 | MN_SAINT_CLOUD
[10 empty] | 56239 | SD_SIOUX_FALLS
[10 empty] | 56240 | ND_FARGO
[10 empty] | 56241 | MN_SAINT_CLOUD
[10 empty] | 56245 | SD_SIOUX_FALLS
[10 empty] | 56246 | MN_SAINT_CLOUD
[10 empty] | 56248 | ND_FARGO
[10 empty] | 56249 | MN_SAINT_CLOUD
[10 empty] | 56255 | SD_SIOUX_FALLS
[10 empty] | 56257 | SD_HURON
[10 empty] | 56258 | SD_SIOUX_FALLS
[10 empty] | 56260 | MN_SAINT_CLOUD
[10 empty] | 56263 | SD_SIOUX_FALLS
[10 empty] | 56265 | MN_SAINT_CLOUD
[10 empty] | 56272 | SD_HURON
[10 empty] | 56273 | MN_SAINT_CLOUD
[10 empty] | 56274 | ND_FARGO
[10 empty] | 56276 | SD_HURON
[10 empty] | 56277 | MN_SAINT_CLOUD
[10 empty] | 56278 | SD_HURON
[10 empty] | 56279 | MN_SAINT_CLOUD
[10 empty] | 56280 | SD_SIOUX_FALLS
[10 empty] | 56281 | MN_SAINT_CLOUD
[10 empty] | 56287 | SD_SIOUX_FALLS
[10 empty] | 56288 | MN_SAINT_CLOUD
[10 empty] | 56291 | SD_SIOUX_FALLS
[10 empty] | 56295 | MN_SAINT_CLOUD
[10 empty] | 56296 | ND_FARGO
[10 empty] | 56297 | MN_SAINT_CLOUD
[10 empty] | 56309 | ND_FARGO
[10 empty] | 56310 | MN_SAINT_CLOUD
[10 empty] | 56311 | ND_FARGO
[10 empty] | 56312 | MN_SAINT_CLOUD
[10 empty] | 56324 | ND_FARGO
[10 empty] | 56325 | MN_SAINT_CLOUD
[10 empty] | 56326 | ND_FARGO
[10 empty] | 56327 | MN_SAINT_CLOUD
[10 empty] | 56430 | ND_FARGO
[10 empty] | 56431 | MN_SAINT_CLOUD
[10 empty] | 56433 | ND_FARGO
[10 empty] | 56434 | MN_SAINT_CLOUD
[10 empty] | 56436 | ND_FARGO
[10 empty] | 56437 | MN_SAINT_CLOUD
[10 empty] | 56458 | ND_FARGO
[10 empty] | 56459 | MN_SAINT_CLOUD
[10 empty] | 56460 | ND_FARGO
[10 empty] | 56465 | MN_SAINT_CLOUD
[10 empty] | 56467 | ND_FARGO
[10 empty] | 56468 | MN_SAINT_CLOUD
[10 empty] | 56469 | MN_DULUTH
[10 empty] | 56470 | ND_FARGO
[10 empty] | 56472 | MN_SAINT_CLOUD
[10 empty] | 56484 | ND_FARGO
[10 empty] | 56551 | MN_SAINT_CLOUD
[10 empty] | 56552 | ND_FARGO
[10 empty] | 56623 | MN_INTERNATIONAL_FALLS
[10 empty] | 56634 | ND_FARGO
[10 empty] | 56636 | MN_DULUTH
[10 empty] | 56637 | MN_INTERNATIONAL_FALLS
[10 empty] | 56644 | ND_FARGO
[10 empty] | 56647 | MN_INTERNATIONAL_FALLS
[10 empty] | 56651 | ND_FARGO
[10 empty] | 56653 | MN_INTERNATIONAL_FALLS
[10 empty] | 56655 | MN_DULUTH
[10 empty] | 56657 | MN_INTERNATIONAL_FALLS
[10 empty] | 56662 | MN_DULUTH
[10 empty] | 56663 | MN_INTERNATIONAL_FALLS
[10 empty] | 56672 | MN_DULUTH
[10 empty] | 56673 | MN_INTERNATIONAL_FALLS
[10 empty] | 56676 | ND_FARGO
[10 empty] | 56679 | MN_INTERNATIONAL_FALLS
[10 empty] | 56684 | ND_FARGO
[10 empty] | 56685 | MN_INTERNATIONAL_FALLS
[10 empty] | 56687 | ND_FARGO
[10 empty] | 56688 | MN_INTERNATIONAL_FALLS
[10 empty] | 56701 | ND_FARGO
[10 empty] | 56711 | MN_INTERNATIONAL_FALLS
[10 empty] | 56712 | ND_FARGO
[10 empty] | 56714 | MN_INTERNATIONAL_FALLS
[10 empty] | 56715 | ND_FARGO
[10 empty] | 56724 | MN_INTERNATIONAL_FALLS
[10 empty] | 56725 | ND_FARGO
[10 empty] | 56727 | MN_INTERNATIONAL_FALLS
[10 empty] | 56728 | ND_FARGO
[10 empty] | 56741 | MN_INTERNATIONAL_FALLS
[10 empty] | 56742 | ND_FARGO
[10 empty] | 56751 | MN_INTERNATIONAL_FALLS
[10 empty] | 56754 | ND_FARGO
[10 empty] | 56756 | MN_INTERNATIONAL_FALLS
[10 empty] | 56757 | ND_FARGO
[10 empty] | 56761 | MN_INTERNATIONAL_FALLS
[10 empty] | 56762 | ND_FARGO
[10 empty] | 56763 | MN_INTERNATIONAL_FALLS
[10 empty] | 57001 | SD_SIOUX_FALLS
[10 empty] | 57010 | IA_SIOUX_CITY
[10 empty] | 57012 | SD_SIOUX_FALLS
[10 empty] | 57025 | IA_SIOUX_CITY
[10 empty] | 57026 | SD_SIOUX_FALLS
[10 empty] | 57038 | IA_SIOUX_CITY
[10 empty] | 57039 | SD_SIOUX_FALLS
[10 empty] | 57044 | IA_SIOUX_CITY
[10 empty] | 57045 | SD_SIOUX_FALLS
[10 empty] | 57049 | IA_SIOUX_CITY
[10 empty] | 57050 | SD_SIOUX_FALLS
[10 empty] | 57051 | SD_HURON
[10 empty] | 57052 | SD_SIOUX_FALLS
[10 empty] | 57062 | NE_NORFOLK
[10 empty] | 57063 | SD_SIOUX_FALLS
[10 empty] | 57069 | IA_SIOUX_CITY
[10 empty] | 57070 | SD_SIOUX_FALLS
[10 empty] | 57201 | SD_HURON
[10 empty] | 57213 | SD_SIOUX_FALLS
[10 empty] | 57214 | SD_HURON
[10 empty] | 57218 | SD_SIOUX_FALLS
[10 empty] | 57219 | SD_HURON
[10 empty] | 57220 | SD_SIOUX_FALLS
[10 empty] | 57221 | SD_HURON
[10 empty] | 57224 | ND_FARGO
[10 empty] | 57225 | SD_HURON
[10 empty] | 57237 | SD_SIOUX_FALLS
[10 empty] | 57238 | SD_HURON
[10 empty] | 57247 | ND_FARGO
[10 empty] | 57248 | SD_HURON
[10 empty] | 57255 | ND_FARGO
[10 empty] | 57256 | SD_HURON
[10 empty] | 57257 | ND_FARGO
[10 empty] | 57258 | SD_HURON
[10 empty] | 57260 | ND_FARGO
[10 empty] | 57261 | SD_HURON
[10 empty] | 57262 | ND_FARGO
[10 empty] | 57263 | SD_HURON
[10 empty] | 57268 | SD_SIOUX_FALLS
[10 empty] | 57269 | SD_HURON
[10 empty] | 57270 | ND_FARGO
[10 empty] | 57271 | SD_HURON
[10 empty] | 57276 | SD_SIOUX_FALLS
[10 empty] | 57278 | SD_HURON
[10 empty] | 57279 | ND_FARGO
[10 empty] | 57301 | SD_HURON
[10 empty] | 57311 | SD_SIOUX_FALLS
[10 empty] | 57312 | SD_HURON
[10 empty] | 57315 | SD_SIOUX_FALLS
[10 empty] | 57317 | SD_HURON
[10 empty] | 57319 | SD_SIOUX_FALLS
[10 empty] | 57322 | SD_HURON
[10 empty] | 57326 | SD_PIERRE
[10 empty] | 57328 | SD_HURON
[10 empty] | 57329 | SD_SIOUX_FALLS
[10 empty] | 57334 | SD_HURON
[10 empty] | 57339 | SD_PIERRE
[10 empty] | 57340 | SD_HURON
[10 empty] | 57345 | SD_PIERRE
[10 empty] | 57348 | SD_HURON
[10 empty] | 57354 | SD_SIOUX_FALLS
[10 empty] | 57355 | SD_HURON
[10 empty] | 57361 | NE_NORFOLK
[10 empty] | 57362 | SD_HURON
[10 empty] | 57365 | SD_PIERRE
[10 empty] | 57366 | SD_SIOUX_FALLS
[10 empty] | 57367 | SD_HURON
[10 empty] | 57374 | SD_SIOUX_FALLS
[10 empty] | 57375 | SD_HURON
[10 empty] | 57376 | SD_SIOUX_FALLS
[10 empty] | 57379 | SD_HURON
[10 empty] | 57380 | NE_NORFOLK
[10 empty] | 57381 | SD_HURON
[10 empty] | 57420 | SD_PIERRE
[10 empty] | 57421 | SD_HURON
[10 empty] | 57428 | SD_PIERRE
[10 empty] | 57429 | SD_HURON
[10 empty] | 57430 | ND_FARGO
[10 empty] | 57432 | SD_HURON
[10 empty] | 57437 | ND_BISMARCK
[10 empty] | 57438 | SD_PIERRE
[10 empty] | 57439 | SD_HURON
[10 empty] | 57442 | SD_PIERRE
[10 empty] | 57445 | SD_HURON
[10 empty] | 57446 | ND_FARGO
[10 empty] | 57448 | SD_PIERRE
[10 empty] | 57449 | SD_HURON
[10 empty] | 57450 | SD_PIERRE
[10 empty] | 57451 | SD_HURON
[10 empty] | 57452 | SD_PIERRE
[10 empty] | 57454 | SD_HURON
[10 empty] | 57455 | SD_PIERRE
[10 empty] | 57456 | SD_HURON
[10 empty] | 57457 | ND_BISMARCK
[10 empty] | 57460 | SD_HURON
[10 empty] | 57466 | SD_PIERRE
[10 empty] | 57467 | SD_HURON
[10 empty] | 57471 | SD_PIERRE
[10 empty] | 57474 | SD_HURON
[10 empty] | 57475 | SD_PIERRE
[10 empty] | 57476 | SD_HURON
[10 empty] | 57501 | SD_PIERRE
[10 empty] | 57538 | SD_HURON
[10 empty] | 57540 | SD_PIERRE
[10 empty] | 57567 | SD_RAPID_CITY
[10 empty] | 57568 | SD_PIERRE
[10 empty] | 57571 | SD_HURON
[10 empty] | 57572 | SD_PIERRE
[10 empty] | 57574 | SD_RAPID_CITY
[10 empty] | 57576 | SD_PIERRE
[10 empty] | 57577 | SD_RAPID_CITY
[10 empty] | 57578 | SD_PIERRE
[10 empty] | 57620 | SD_RAPID_CITY
[10 empty] | 57621 | ND_BISMARCK
[10 empty] | 57622 | SD_PIERRE
[10 empty] | 57626 | SD_RAPID_CITY
[10 empty] | 57628 | SD_PIERRE
[10 empty] | 57632 | ND_BISMARCK
[10 empty] | 57633 | SD_PIERRE
[10 empty] | 57634 | ND_BISMARCK
[10 empty] | 57636 | SD_PIERRE
[10 empty] | 57638 | ND_BISMARCK
[10 empty] | 57644 | SD_RAPID_CITY
[10 empty] | 57645 | ND_BISMARCK
[10 empty] | 57647 | SD_PIERRE
[10 empty] | 57648 | ND_BISMARCK
[10 empty] | 57649 | SD_RAPID_CITY
[10 empty] | 57652 | SD_PIERRE
[10 empty] | 57653 | ND_BISMARCK
[10 empty] | 57656 | SD_PIERRE
[10 empty] | 57658 | ND_BISMARCK
[10 empty] | 57661 | SD_PIERRE
[10 empty] | 57701 | SD_RAPID_CITY
[10 empty] | 57724 | MT_MILES_CITY
[10 empty] | 57725 | SD_RAPID_CITY
[10 empty] | 58001 | ND_FARGO
[10 empty] | 58239 | ND_MINOT
[10 empty] | 58240 | ND_FARGO
[10 empty] | 58249 | ND_MINOT
[10 empty] | 58250 | ND_FARGO
[10 empty] | 58255 | ND_MINOT
[10 empty] | 58256 | ND_FARGO
[10 empty] | 58281 | ND_MINOT
[10 empty] | 58282 | ND_FARGO
[10 empty] | 58301 | ND_MINOT
[10 empty] | 58319 | ND_BISMARCK
[10 empty] | 58320 | ND_MINOT
[10 empty] | 58321 | ND_FARGO
[10 empty] | 58323 | ND_MINOT
[10 empty] | 58327 | ND_FARGO
[10 empty] | 58329 | ND_MINOT
[10 empty] | 58330 | ND_FARGO
[10 empty] | 58331 | ND_MINOT
[10 empty] | 58344 | ND_FARGO
[10 empty] | 58346 | ND_MINOT
[10 empty] | 58356 | ND_BISMARCK
[10 empty] | 58357 | ND_MINOT
[10 empty] | 58361 | ND_FARGO
[10 empty] | 58362 | ND_MINOT
[10 empty] | 58380 | ND_FARGO
[10 empty] | 58382 | ND_MINOT
[10 empty] | 58401 | ND_FARGO
[10 empty] | 58413 | ND_BISMARCK
[10 empty] | 58415 | ND_FARGO
[10 empty] | 58418 | ND_BISMARCK
[10 empty] | 58425 | ND_FARGO
[10 empty] | 58428 | ND_BISMARCK
[10 empty] | 58429 | ND_FARGO
[10 empty] | 58430 | ND_BISMARCK
[10 empty] | 58431 | ND_FARGO
[10 empty] | 58438 | ND_BISMARCK
[10 empty] | 58441 | ND_FARGO
[10 empty] | 58442 | ND_BISMARCK
[10 empty] | 58443 | ND_FARGO
[10 empty] | 58444 | ND_BISMARCK
[10 empty] | 58445 | ND_FARGO
[10 empty] | 58451 | ND_BISMARCK
[10 empty] | 58452 | ND_FARGO
[10 empty] | 58454 | ND_BISMARCK
[10 empty] | 58455 | ND_FARGO
[10 empty] | 58456 | ND_BISMARCK
[10 empty] | 58458 | ND_FARGO
[10 empty] | 58460 | ND_BISMARCK
[10 empty] | 58461 | ND_FARGO
[10 empty] | 58463 | ND_BISMARCK
[10 empty] | 58464 | ND_FARGO
[10 empty] | 58467 | ND_BISMARCK
[10 empty] | 58472 | ND_FARGO
[10 empty] | 58475 | ND_BISMARCK
[10 empty] | 58479 | ND_FARGO
[10 empty] | 58482 | ND_BISMARCK
[10 empty] | 58484 | ND_FARGO
[10 empty] | 58486 | ND_BISMARCK
[10 empty] | 58490 | ND_FARGO
[10 empty] | 58494 | ND_BISMARCK
[10 empty] | 58497 | ND_FARGO
[10 empty] | 58501 | ND_BISMARCK
[10 empty] | 58531 | ND_MINOT
[10 empty] | 58532 | ND_BISMARCK
[10 empty] | 58540 | ND_MINOT
[10 empty] | 58541 | ND_BISMARCK
[10 empty] | 58565 | ND_MINOT
[10 empty] | 58566 | ND_BISMARCK
[10 empty] | 58620 | MT_MILES_CITY
[10 empty] | 58622 | ND_BISMARCK
[10 empty] | 58623 | MT_MILES_CITY
[10 empty] | 58625 | ND_BISMARCK
[10 empty] | 58626 | ND_MINOT
[10 empty] | 58630 | ND_BISMARCK
[10 empty] | 58632 | MT_MILES_CITY
[10 empty] | 58634 | ND_MINOT
[10 empty] | 58638 | ND_BISMARCK
[10 empty] | 58640 | ND_MINOT
[10 empty] | 58641 | ND_BISMARCK
[10 empty] | 58642 | ND_MINOT
[10 empty] | 58643 | MT_MILES_CITY
[10 empty] | 58644 | ND_BISMARCK
[10 empty] | 58645 | MT_MILES_CITY
[10 empty] | 58646 | ND_BISMARCK
[10 empty] | 58651 | MT_MILES_CITY
[10 empty] | 58652 | ND_BISMARCK
[10 empty] | 58654 | MT_MILES_CITY
[10 empty] | 58655 | ND_BISMARCK
[10 empty] | 58701 | ND_MINOT
[10 empty] | 59001 | MT_BILLINGS
[10 empty] | 59003 | MT_MILES_CITY
[10 empty] | 59006 | MT_BILLINGS
[10 empty] | 59012 | WY_SHERIDAN
[10 empty] | 59013 | MT_BILLINGS
[10 empty] | 59016 | WY_SHERIDAN
[10 empty] | 59018 | MT_HELENA
[10 empty] | 59019 | MT_BILLINGS
[10 empty] | 59025 | WY_SHERIDAN
[10 empty] | 59026 | MT_BILLINGS
[10 empty] | 59027 | MT_HELENA
[10 empty] | 59028 | MT_BILLINGS
[10 empty] | 59031 | WY_SHERIDAN
[10 empty] | 59032 | MT_LEWISTOWN
[10 empty] | 59033 | MT_BILLINGS
[10 empty] | 59036 | MT_LEWISTOWN
[10 empty] | 59037 | MT_BILLINGS
[10 empty] | 59038 | MT_MILES_CITY
[10 empty] | 59041 | MT_BILLINGS
[10 empty] | 59043 | WY_SHERIDAN
[10 empty] | 59044 | MT_BILLINGS
[10 empty] | 59047 | MT_HELENA
[10 empty] | 59050 | WY_SHERIDAN
[10 empty] | 59052 | MT_BILLINGS
[10 empty] | 59053 | MT_LEWISTOWN
[10 empty] | 59054 | MT_BILLINGS
[10 empty] | 59055 | MT_LEWISTOWN
[10 empty] | 59057 | MT_BILLINGS
[10 empty] | 59058 | MT_LEWISTOWN
[10 empty] | 59059 | MT_BILLINGS
[10 empty] | 59062 | WY_SHERIDAN
[10 empty] | 59063 | MT_BILLINGS
[10 empty] | 59065 | MT_HELENA
[10 empty] | 59066 | MT_BILLINGS
[10 empty] | 59076 | MT_MILES_CITY
[10 empty] | 59077 | MT_GLASGOW
[10 empty] | 59078 | MT_LEWISTOWN
[10 empty] | 59079 | MT_BILLINGS
[10 empty] | 59084 | MT_LEWISTOWN
[10 empty] | 59086 | MT_HELENA
[10 empty] | 59087 | MT_LEWISTOWN
[10 empty] | 59088 | MT_BILLINGS
[10 empty] | 59089 | WY_SHERIDAN
[10 empty] | 59101 | MT_BILLINGS
[10 empty] | 59201 | MT_GLASGOW
[10 empty] | 59214 | MT_MILES_CITY
[10 empty] | 59218 | MT_GLASGOW
[10 empty] | 59262 | MT_MILES_CITY
[10 empty] | 59263 | MT_GLASGOW
[10 empty] | 59301 | MT_MILES_CITY
[10 empty] | 59311 | SD_RAPID_CITY
[10 empty] | 59312 | MT_MILES_CITY
[10 empty] | 59314 | WY_SHERIDAN
[10 empty] | 59315 | MT_MILES_CITY
[10 empty] | 59317 | WY_SHERIDAN
[10 empty] | 59318 | MT_GLASGOW
[10 empty] | 59319 | SD_RAPID_CITY
[10 empty] | 59322 | MT_MILES_CITY
[10 empty] | 59337 | MT_GLASGOW
[10 empty] | 59338 | MT_MILES_CITY
[10 empty] | 59401 | MT_GREAT_FALLS
[10 empty] | 59411 | MT_CUT_BANK
[10 empty] | 59412 | MT_GREAT_FALLS
[10 empty] | 59417 | MT_CUT_BANK
[10 empty] | 59418 | MT_LEWISTOWN
[10 empty] | 59419 | MT_CUT_BANK
[10 empty] | 59420 | MT_GREAT_FALLS
[10 empty] | 59422 | MT_CUT_BANK
[10 empty] | 59424 | MT_LEWISTOWN
[10 empty] | 59425 | MT_CUT_BANK
[10 empty] | 59430 | MT_LEWISTOWN
[10 empty] | 59432 | MT_CUT_BANK
[10 empty] | 59433 | MT_GREAT_FALLS
[10 empty] | 59434 | MT_CUT_BANK
[10 empty] | 59436 | MT_GREAT_FALLS
[10 empty] | 59441 | MT_LEWISTOWN
[10 empty] | 59442 | MT_GREAT_FALLS
[10 empty] | 59444 | MT_CUT_BANK
[10 empty] | 59445 | MT_LEWISTOWN
[10 empty] | 59446 | MT_GREAT_FALLS
[10 empty] | 59448 | MT_CUT_BANK
[10 empty] | 59450 | MT_GREAT_FALLS
[10 empty] | 59451 | MT_LEWISTOWN
[10 empty] | 59454 | MT_CUT_BANK
[10 empty] | 59457 | MT_LEWISTOWN
[10 empty] | 59460 | MT_GREAT_FALLS
[10 empty] | 59461 | MT_CUT_BANK
[10 empty] | 59462 | MT_LEWISTOWN
[10 empty] | 59463 | MT_GREAT_FALLS
[10 empty] | 59464 | MT_LEWISTOWN
[10 empty] | 59465 | MT_GREAT_FALLS
[10 empty] | 59466 | MT_CUT_BANK
[10 empty] | 59468 | MT_GREAT_FALLS
[10 empty] | 59471 | MT_LEWISTOWN
[10 empty] | 59472 | MT_GREAT_FALLS
[10 empty] | 59473 | MT_CUT_BANK
[10 empty] | 59477 | MT_GREAT_FALLS
[10 empty] | 59479 | MT_LEWISTOWN
[10 empty] | 59480 | MT_GREAT_FALLS
[10 empty] | 59482 | MT_CUT_BANK
[10 empty] | 59483 | MT_GREAT_FALLS
[10 empty] | 59484 | MT_CUT_BANK
[10 empty] | 59485 | MT_GREAT_FALLS
[10 empty] | 59486 | MT_CUT_BANK
[10 empty] | 59487 | MT_GREAT_FALLS
[10 empty] | 59489 | MT_LEWISTOWN
[10 empty] | 59520 | MT_GREAT_FALLS
[10 empty] | 59522 | MT_CUT_BANK
[10 empty] | 59523 | MT_LEWISTOWN
[10 empty] | 59524 | MT_GLASGOW
[10 empty] | 59525 | MT_GREAT_FALLS
[10 empty] | 59526 | MT_GLASGOW
[10 empty] | 59527 | MT_LEWISTOWN
[10 empty] | 59528 | MT_GREAT_FALLS
[10 empty] | 59529 | MT_GLASGOW
[10 empty] | 59530 | MT_CUT_BANK
[10 empty] | 59532 | MT_GREAT_FALLS
[10 empty] | 59535 | MT_LEWISTOWN
[10 empty] | 59537 | MT_GLASGOW
[10 empty] | 59540 | MT_CUT_BANK
[10 empty] | 59542 | MT_GLASGOW
[10 empty] | 59545 | MT_CUT_BANK
[10 empty] | 59546 | MT_LEWISTOWN
[10 empty] | 59601 | MT_HELENA
[10 empty] | 59724 | ID_POCATELLO
[10 empty] | 59725 | MT_HELENA
[10 empty] | 59739 | ID_POCATELLO
[10 empty] | 59740 | MT_HELENA
[10 empty] | 59761 | MT_MISSOULA
[10 empty] | 59762 | MT_HELENA
[10 empty] | 59801 | MT_MISSOULA
[10 empty] | 59843 | MT_HELENA
[10 empty] | 59844 | WA_SPOKANE
[10 empty] | 59845 | MT_KALISPELL
[10 empty] | 59846 | MT_MISSOULA
[10 empty] | 59848 | MT_KALISPELL
[10 empty] | 59851 | MT_MISSOULA
[10 empty] | 59853 | MT_KALISPELL
[10 empty] | 59854 | MT_MISSOULA
[10 empty] | 59860 | MT_KALISPELL
[10 empty] | 59863 | MT_MISSOULA
[10 empty] | 59873 | MT_KALISPELL
[10 empty] | 59875 | MT_MISSOULA
[10 empty] | 59901 | MT_KALISPELL
[10 empty] | 60001 | IL_ROCKFORD
[10 empty] | 60002 | WI_MILWAUKEE
[10 empty] | 60004 | IL_CHICAGO
[10 empty] | 60012 | IL_ROCKFORD
[10 empty] | 60013 | IL_CHICAGO
[10 empty] | 60014 | IL_ROCKFORD
[10 empty] | 60015 | IL_CHICAGO
[10 empty] | 60020 | WI_MILWAUKEE
[10 empty] | 60021 | IL_CHICAGO
[10 empty] | 60031 | WI_MILWAUKEE
[10 empty] | 60033 | IL_ROCKFORD
[10 empty] | 60035 | IL_CHICAGO
[10 empty] | 60039 | IL_ROCKFORD
[10 empty] | 60040 | IL_CHICAGO
[10 empty] | 60041 | WI_MILWAUKEE
[10 empty] | 60042 | IL_CHICAGO
[10 empty] | 60046 | WI_MILWAUKEE
[10 empty] | 60047 | IL_CHICAGO
[10 empty] | 60050 | IL_ROCKFORD
[10 empty] | 60053 | IL_CHICAGO
[10 empty] | 60071 | WI_MILWAUKEE
[10 empty] | 60074 | IL_CHICAGO
[10 empty] | 60075 | WI_MILWAUKEE
[10 empty] | 60076 | IL_CHICAGO
[10 empty] | 60080 | WI_MILWAUKEE
[10 empty] | 60082 | IL_CHICAGO
[10 empty] | 60083 | WI_MILWAUKEE
[10 empty] | 60084 | IL_CHICAGO
[10 empty] | 60087 | WI_MILWAUKEE
[10 empty] | 60088 | IL_CHICAGO
[10 empty] | 60096 | WI_MILWAUKEE
[10 empty] | 60097 | IL_ROCKFORD
[10 empty] | 60099 | WI_MILWAUKEE
[10 empty] | 60101 | IL_CHICAGO
[10 empty] | 60109 | IL_ROCKFORD
[10 empty] | 60110 | IL_CHICAGO
[10 empty] | 60111 | IL_ROCKFORD
[10 empty] | 60114 | IL_CHICAGO
[10 empty] | 60115 | IL_ROCKFORD
[10 empty] | 60116 | IL_CHICAGO
[10 empty] | 60129 | IL_ROCKFORD
[10 empty] | 60130 | IL_CHICAGO
[10 empty] | 60135 | IL_ROCKFORD
[10 empty] | 60136 | IL_CHICAGO
[10 empty] | 60140 | IL_ROCKFORD
[10 empty] | 60141 | IL_CHICAGO
[10 empty] | 60142 | IL_ROCKFORD
[10 empty] | 60143 | IL_CHICAGO
[10 empty] | 60144 | IL_ROCKFORD
[10 empty] | 60147 | IL_CHICAGO
[10 empty] | 60150 | IL_ROCKFORD
[10 empty] | 60153 | IL_CHICAGO
[10 empty] | 60170 | IL_ROCKFORD
[10 empty] | 60171 | IL_CHICAGO
[10 empty] | 60178 | IL_ROCKFORD
[10 empty] | 60179 | IL_CHICAGO
[10 empty] | 60180 | IL_ROCKFORD
[10 empty] | 60181 | IL_CHICAGO
[10 empty] | 60182 | IL_ROCKFORD
[10 empty] | 60183 | IL_CHICAGO
[10 empty] | 60460 | IL_PEORIA
[10 empty] | 60461 | IL_CHICAGO
[10 empty] | 60518 | IL_ROCKFORD
[10 empty] | 60519 | IL_CHICAGO
[10 empty] | 60520 | IL_ROCKFORD
[10 empty] | 60521 | IL_CHICAGO
[10 empty] | 60530 | IL_ROCKFORD
[10 empty] | 60532 | IL_CHICAGO
[10 empty] | 60548 | IL_ROCKFORD
[10 empty] | 60551 | IL_CHICAGO
[10 empty] | 60552 | IL_ROCKFORD
[10 empty] | 60554 | IL_CHICAGO
[10 empty] | 60556 | IL_ROCKFORD
[10 empty] | 60558 | IL_CHICAGO
[10 empty] | 60921 | IL_PEORIA
[10 empty] | 60922 | IL_CHICAGO
[10 empty] | 60933 | IL_PEORIA
[10 empty] | 60934 | IL_CHICAGO
[10 empty] | 60936 | IL_PEORIA
[10 empty] | 60938 | IL_CHICAGO
[10 empty] | 60942 | IN_INDIANAPOLIS
[10 empty] | 60944 | IL_CHICAGO
[10 empty] | 60948 | IL_PEORIA
[10 empty] | 60950 | IL_CHICAGO
[10 empty] | 60952 | IL_PEORIA
[10 empty] | 60953 | IL_CHICAGO
[10 empty] | 60957 | IL_PEORIA
[10 empty] | 60959 | IL_CHICAGO
[10 empty] | 60962 | IL_PEORIA
[10 empty] | 60963 | IN_INDIANAPOLIS
[10 empty] | 60964 | IL_CHICAGO
[10 empty] | 61001 | IL_ROCKFORD
[10 empty] | 61025 | IL_MOLINE
[10 empty] | 61027 | IL_ROCKFORD
[10 empty] | 61036 | IL_MOLINE
[10 empty] | 61037 | IL_ROCKFORD
[10 empty] | 61041 | IL_MOLINE
[10 empty] | 61042 | IL_ROCKFORD
[10 empty] | 61074 | IL_MOLINE
[10 empty] | 61075 | IL_ROCKFORD
[10 empty] | 61201 | IL_MOLINE
[10 empty] | 61301 | IL_PEORIA
[10 empty] | 61310 | IL_ROCKFORD
[10 empty] | 61311 | IL_PEORIA
[10 empty] | 61312 | IL_ROCKFORD
[10 empty] | 61313 | IL_PEORIA
[10 empty] | 61314 | IL_MOLINE
[10 empty] | 61315 | IL_PEORIA
[10 empty] | 61317 | IL_ROCKFORD
[10 empty] | 61319 | IL_PEORIA
[10 empty] | 61323 | IL_ROCKFORD
[10 empty] | 61325 | IL_PEORIA
[10 empty] | 61328 | IL_ROCKFORD
[10 empty] | 61329 | IL_PEORIA
[10 empty] | 61330 | IL_ROCKFORD
[10 empty] | 61332 | IL_PEORIA
[10 empty] | 61337 | IL_ROCKFORD
[10 empty] | 61338 | IL_MOLINE
[10 empty] | 61340 | IL_PEORIA
[10 empty] | 61341 | IL_CHICAGO
[10 empty] | 61342 | IL_ROCKFORD
[10 empty] | 61344 | IL_MOLINE
[10 empty] | 61348 | IL_PEORIA
[10 empty] | 61349 | IL_ROCKFORD
[10 empty] | 61354 | IL_PEORIA
[10 empty] | 61360 | IL_CHICAGO
[10 empty] | 61361 | IL_MOLINE
[10 empty] | 61362 | IL_PEORIA
[10 empty] | 61367 | IL_ROCKFORD
[10 empty] | 61368 | IL_PEORIA
[10 empty] | 61371 | IL_ROCKFORD
[10 empty] | 61375 | IL_PEORIA
[10 empty] | 61376 | IL_MOLINE
[10 empty] | 61377 | IL_PEORIA
[10 empty] | 61378 | IL_ROCKFORD
[10 empty] | 61379 | IL_PEORIA
[10 empty] | 61401 | IL_MOLINE
[10 empty] | 61410 | IL_PEORIA
[10 empty] | 61412 | IL_MOLINE
[10 empty] | 61415 | IL_PEORIA
[10 empty] | 61417 | IL_MOLINE
[10 empty] | 61420 | IL_PEORIA
[10 empty] | 61423 | IL_MOLINE
[10 empty] | 61424 | IL_PEORIA
[10 empty] | 61425 | IL_MOLINE
[10 empty] | 61426 | IL_PEORIA
[10 empty] | 61430 | IL_MOLINE
[10 empty] | 61431 | IL_PEORIA
[10 empty] | 61434 | IL_MOLINE
[10 empty] | 61436 | IL_PEORIA
[10 empty] | 61437 | IL_MOLINE
[10 empty] | 61438 | IL_PEORIA
[10 empty] | 61439 | IL_MOLINE
[10 empty] | 61440 | IL_PEORIA
[10 empty] | 61442 | IL_MOLINE
[10 empty] | 61448 | IL_PEORIA
[10 empty] | 61450 | IL_MOLINE
[10 empty] | 61451 | IL_PEORIA
[10 empty] | 61453 | IL_MOLINE
[10 empty] | 61455 | IL_PEORIA
[10 empty] | 61460 | IL_MOLINE
[10 empty] | 61470 | IL_PEORIA
[10 empty] | 61471 | IL_MOLINE
[10 empty] | 61473 | IL_PEORIA
[10 empty] | 61476 | IL_MOLINE
[10 empty] | 61477 | IL_PEORIA
[10 empty] | 61478 | IL_MOLINE
[10 empty] | 61479 | IL_PEORIA
[10 empty] | 61480 | IL_MOLINE
[10 empty] | 61482 | IL_PEORIA
[10 empty] | 61486 | IL_MOLINE
[10 empty] | 61489 | IL_PEORIA
[10 empty] | 61490 | IL_MOLINE
[10 empty] | 61491 | IL_PEORIA
[10 empty] | 61501 | IL_SPRINGFIELD
[10 empty] | 61516 | IL_PEORIA
[10 empty] | 61727 | IL_SPRINGFIELD
[10 empty] | 61728 | IL_PEORIA
[10 empty] | 61735 | IL_SPRINGFIELD
[10 empty] | 61736 | IL_PEORIA
[10 empty] | 61749 | IL_SPRINGFIELD
[10 empty] | 61752 | IL_PEORIA
[10 empty] | 61756 | IL_SPRINGFIELD
[10 empty] | 61758 | IL_PEORIA
[10 empty] | 61777 | IL_SPRINGFIELD
[10 empty] | 61790 | IL_PEORIA
[10 empty] | 61801 | IL_SPRINGFIELD
[10 empty] | 61810 | IN_INDIANAPOLIS
[10 empty] | 61813 | IL_SPRINGFIELD
[10 empty] | 61814 | IN_INDIANAPOLIS
[10 empty] | 61815 | IL_SPRINGFIELD
[10 empty] | 61817 | IN_INDIANAPOLIS
[10 empty] | 61818 | IL_SPRINGFIELD
[10 empty] | 61831 | IN_INDIANAPOLIS
[10 empty] | 61839 | IL_SPRINGFIELD
[10 empty] | 61840 | IL_PEORIA
[10 empty] | 61841 | IN_INDIANAPOLIS
[10 empty] | 61842 | IL_SPRINGFIELD
[10 empty] | 61843 | IL_PEORIA
[10 empty] | 61844 | IN_INDIANAPOLIS
[10 empty] | 61845 | IL_PEORIA
[10 empty] | 61846 | IN_INDIANAPOLIS
[10 empty] | 61847 | IL_PEORIA
[10 empty] | 61848 | IN_INDIANAPOLIS
[10 empty] | 61851 | IL_SPRINGFIELD
[10 empty] | 61857 | IN_INDIANAPOLIS
[10 empty] | 61859 | IL_SPRINGFIELD
[10 empty] | 61862 | IL_PEORIA
[10 empty] | 61863 | IL_SPRINGFIELD
[10 empty] | 61865 | IN_INDIANAPOLIS
[10 empty] | 61866 | IL_PEORIA
[10 empty] | 61870 | IN_INDIANAPOLIS
[10 empty] | 61871 | IL_SPRINGFIELD
[10 empty] | 61876 | IN_INDIANAPOLIS
[10 empty] | 61877 | IL_SPRINGFIELD
[10 empty] | 61883 | IN_INDIANAPOLIS
[10 empty] | 61884 | IL_SPRINGFIELD
[10 empty] | 61917 | IN_INDIANAPOLIS
[10 empty] | 61919 | IL_SPRINGFIELD
[10 empty] | 61924 | IN_INDIANAPOLIS
[10 empty] | 61925 | IL_SPRINGFIELD
[10 empty] | 61932 | IN_INDIANAPOLIS
[10 empty] | 61936 | IL_SPRINGFIELD
[10 empty] | 61940 | IN_INDIANAPOLIS
[10 empty] | 61941 | IL_SPRINGFIELD
[10 empty] | 61944 | IN_INDIANAPOLIS
[10 empty] | 61951 | IL_SPRINGFIELD
[10 empty] | 61955 | IN_INDIANAPOLIS
[10 empty] | 61956 | IL_SPRINGFIELD
[10 empty] | 62001 | MO_ST_LOUIS
[10 empty] | 62011 | IL_SPRINGFIELD
[10 empty] | 62012 | MO_ST_LOUIS
[10 empty] | 62015 | IL_SPRINGFIELD
[10 empty] | 62016 | MO_ST_LOUIS
[10 empty] | 62017 | IL_SPRINGFIELD
[10 empty] | 62018 | MO_ST_LOUIS
[10 empty] | 62032 | IL_SPRINGFIELD
[10 empty] | 62033 | MO_ST_LOUIS
[10 empty] | 62049 | IL_SPRINGFIELD
[10 empty] | 62050 | MO_ST_LOUIS
[10 empty] | 62051 | IL_SPRINGFIELD
[10 empty] | 62052 | MO_ST_LOUIS
[10 empty] | 62056 | IL_SPRINGFIELD
[10 empty] | 62058 | MO_ST_LOUIS
[10 empty] | 62075 | IL_SPRINGFIELD
[10 empty] | 62077 | MO_ST_LOUIS
[10 empty] | 62078 | IL_SPRINGFIELD
[10 empty] | 62079 | MO_ST_LOUIS
[10 empty] | 62080 | IL_SPRINGFIELD
[10 empty] | 62081 | MO_ST_LOUIS
[10 empty] | 62082 | IL_SPRINGFIELD
[10 empty] | 62084 | MO_ST_LOUIS
[10 empty] | 62089 | IL_SPRINGFIELD
[10 empty] | 62090 | MO_ST_LOUIS
[10 empty] | 62094 | IL_SPRINGFIELD
[10 empty] | 62095 | MO_ST_LOUIS
[10 empty] | 62301 | MO_COLUMBIA
[10 empty] | 62310 | IL_MOLINE
[10 empty] | 62311 | IL_PEORIA
[10 empty] | 62312 | IL_SPRINGFIELD
[10 empty] | 62313 | IL_PEORIA
[10 empty] | 62314 | MO_ST_LOUIS
[10 empty] | 62316 | IL_PEORIA
[10 empty] | 62318 | IL_MOLINE
[10 empty] | 62319 | IL_SPRINGFIELD
[10 empty] | 62321 | IL_MOLINE
[10 empty] | 62323 | IL_SPRINGFIELD
[10 empty] | 62326 | IL_PEORIA
[10 empty] | 62329 | IL_MOLINE
[10 empty] | 62338 | IL_SPRINGFIELD
[10 empty] | 62341 | IL_MOLINE
[10 empty] | 62343 | MO_ST_LOUIS
[10 empty] | 62344 | IL_SPRINGFIELD
[10 empty] | 62345 | MO_ST_LOUIS
[10 empty] | 62346 | IL_SPRINGFIELD
[10 empty] | 62354 | IL_MOLINE
[10 empty] | 62355 | MO_ST_LOUIS
[10 empty] | 62357 | IL_SPRINGFIELD
[10 empty] | 62358 | IL_MOLINE
[10 empty] | 62359 | MO_COLUMBIA
[10 empty] | 62360 | IL_SPRINGFIELD
[10 empty] | 62361 | MO_ST_LOUIS
[10 empty] | 62362 | IL_SPRINGFIELD
[10 empty] | 62366 | MO_ST_LOUIS
[10 empty] | 62367 | IL_PEORIA
[10 empty] | 62370 | MO_ST_LOUIS
[10 empty] | 62373 | IL_PEORIA
[10 empty] | 62375 | IL_SPRINGFIELD
[10 empty] | 62379 | IL_MOLINE
[10 empty] | 62380 | IL_PEORIA
[10 empty] | 62401 | IL_SPRINGFIELD
[10 empty] | 62410 | IN_EVANSVILLE
[10 empty] | 62411 | IL_SPRINGFIELD
[10 empty] | 62413 | IN_EVANSVILLE
[10 empty] | 62414 | IL_SPRINGFIELD
[10 empty] | 62415 | IN_EVANSVILLE
[10 empty] | 62418 | IL_SPRINGFIELD
[10 empty] | 62419 | IN_EVANSVILLE
[10 empty] | 62422 | IL_SPRINGFIELD
[10 empty] | 62423 | IN_INDIANAPOLIS
[10 empty] | 62424 | IN_EVANSVILLE
[10 empty] | 62426 | IL_SPRINGFIELD
[10 empty] | 62427 | IN_EVANSVILLE
[10 empty] | 62431 | IL_SPRINGFIELD
[10 empty] | 62432 | IN_EVANSVILLE
[10 empty] | 62435 | IL_SPRINGFIELD
[10 empty] | 62439 | IN_EVANSVILLE
[10 empty] | 62440 | IL_SPRINGFIELD
[10 empty] | 62441 | IN_INDIANAPOLIS
[10 empty] | 62443 | IL_SPRINGFIELD
[10 empty] | 62446 | IN_EVANSVILLE
[10 empty] | 62447 | IL_SPRINGFIELD
[10 empty] | 62448 | IN_EVANSVILLE
[10 empty] | 62458 | IL_SPRINGFIELD
[10 empty] | 62459 | IN_EVANSVILLE
[10 empty] | 62461 | IL_SPRINGFIELD
[10 empty] | 62464 | IN_EVANSVILLE
[10 empty] | 62465 | IL_SPRINGFIELD
[10 empty] | 62466 | IN_EVANSVILLE
[10 empty] | 62467 | IL_SPRINGFIELD
[10 empty] | 62475 | IN_EVANSVILLE
[10 empty] | 62477 | IN_INDIANAPOLIS
[10 empty] | 62478 | IN_EVANSVILLE
[10 empty] | 62501 | IL_SPRINGFIELD
[10 empty] | 62630 | MO_ST_LOUIS
[10 empty] | 62631 | IL_SPRINGFIELD
[10 empty] | 62635 | IL_PEORIA
[10 empty] | 62638 | IL_SPRINGFIELD
[10 empty] | 62644 | IL_PEORIA
[10 empty] | 62649 | IL_SPRINGFIELD
[10 empty] | 62682 | IL_PEORIA
[10 empty] | 62683 | IL_SPRINGFIELD
[10 empty] | 62685 | MO_ST_LOUIS
[10 empty] | 62686 | IL_SPRINGFIELD
[10 empty] | 62801 | MO_ST_LOUIS
[10 empty] | 62805 | IN_EVANSVILLE
[10 empty] | 62807 | MO_ST_LOUIS
[10 empty] | 62809 | IN_EVANSVILLE
[10 empty] | 62830 | MO_ST_LOUIS
[10 empty] | 62833 | IN_EVANSVILLE
[10 empty] | 62838 | IL_SPRINGFIELD
[10 empty] | 62839 | IN_EVANSVILLE
[10 empty] | 62848 | MO_ST_LOUIS
[10 empty] | 62849 | IN_EVANSVILLE
[10 empty] | 62853 | MO_ST_LOUIS
[10 empty] | 62855 | IN_EVANSVILLE
[10 empty] | 62857 | IL_SPRINGFIELD
[10 empty] | 62858 | IN_EVANSVILLE
[10 empty] | 62870 | MO_ST_LOUIS
[10 empty] | 62871 | IN_EVANSVILLE
[10 empty] | 62875 | MO_ST_LOUIS
[10 empty] | 62878 | IN_EVANSVILLE
[10 empty] | 62880 | IL_SPRINGFIELD
[10 empty] | 62881 | MO_ST_LOUIS
[10 empty] | 62884 | IN_EVANSVILLE
[10 empty] | 62885 | MO_ST_LOUIS
[10 empty] | 62886 | IN_EVANSVILLE
[10 empty] | 62888 | MO_ST_LOUIS
[10 empty] | 62889 | IN_EVANSVILLE
[10 empty] | 62892 | MO_ST_LOUIS
[10 empty] | 62895 | IN_EVANSVILLE
[10 empty] | 62898 | MO_ST_LOUIS
[10 empty] | 62899 | IN_EVANSVILLE
[10 empty] | 62905 | MO_ST_LOUIS
[10 empty] | 62906 | IN_EVANSVILLE
[10 empty] | 62907 | MO_ST_LOUIS
[10 empty] | 62908 | IN_EVANSVILLE
[10 empty] | 62916 | MO_ST_LOUIS
[10 empty] | 62917 | IN_EVANSVILLE
[10 empty] | 62924 | MO_ST_LOUIS
[10 empty] | 62926 | IN_EVANSVILLE
[10 empty] | 62927 | MO_ST_LOUIS
[10 empty] | 62928 | IN_EVANSVILLE
[10 empty] | 62932 | MO_ST_LOUIS
[10 empty] | 62933 | IN_EVANSVILLE
[10 empty] | 62940 | MO_ST_LOUIS
[10 empty] | 62941 | IN_EVANSVILLE
[10 empty] | 62942 | MO_ST_LOUIS
[10 empty] | 62943 | IN_EVANSVILLE
[10 empty] | 62950 | MO_ST_LOUIS
[10 empty] | 62951 | IN_EVANSVILLE
[10 empty] | 62957 | MO_ST_LOUIS
[10 empty] | 62958 | IN_EVANSVILLE
[10 empty] | 62966 | MO_ST_LOUIS
[10 empty] | 62967 | IN_EVANSVILLE
[10 empty] | 62971 | MO_ST_LOUIS
[10 empty] | 62972 | IN_EVANSVILLE
[10 empty] | 62975 | MO_ST_LOUIS
[10 empty] | 62976 | IN_EVANSVILLE
[10 empty] | 62994 | MO_ST_LOUIS
[10 empty] | 62995 | IN_EVANSVILLE
[10 empty] | 62997 | MO_ST_LOUIS
[10 empty] | 62999 | IN_EVANSVILLE
[10 empty] | 63001 | MO_ST_LOUIS
[10 empty] | 63014 | MO_COLUMBIA
[10 empty] | 63015 | MO_ST_LOUIS
[10 empty] | 63091 | MO_COLUMBIA
[10 empty] | 63099 | MO_ST_LOUIS
[10 empty] | 63333 | MO_COLUMBIA
[10 empty] | 63334 | MO_ST_LOUIS
[10 empty] | 63339 | MO_COLUMBIA
[10 empty] | 63341 | MO_ST_LOUIS
[10 empty] | 63345 | MO_COLUMBIA
[10 empty] | 63346 | MO_ST_LOUIS
[10 empty] | 63350 | MO_COLUMBIA
[10 empty] | 63353 | MO_ST_LOUIS
[10 empty] | 63359 | MO_COLUMBIA
[10 empty] | 63362 | MO_ST_LOUIS
[10 empty] | 63363 | MO_COLUMBIA
[10 empty] | 63365 | MO_ST_LOUIS
[10 empty] | 63382 | MO_COLUMBIA
[10 empty] | 63383 | MO_ST_LOUIS
[10 empty] | 63384 | MO_COLUMBIA
[10 empty] | 63385 | MO_ST_LOUIS
[10 empty] | 63388 | MO_COLUMBIA
[10 empty] | 63389 | MO_ST_LOUIS
[10 empty] | 63401 | MO_COLUMBIA
[10 empty] | 63430 | IL_MOLINE
[10 empty] | 63431 | MO_COLUMBIA
[10 empty] | 63432 | IL_MOLINE
[10 empty] | 63433 | MO_ST_LOUIS
[10 empty] | 63434 | MO_COLUMBIA
[10 empty] | 63441 | MO_ST_LOUIS
[10 empty] | 63442 | IL_MOLINE
[10 empty] | 63443 | MO_COLUMBIA
[10 empty] | 63445 | IL_MOLINE
[10 empty] | 63446 | MO_COLUMBIA
[10 empty] | 63453 | IL_MOLINE
[10 empty] | 63454 | MO_COLUMBIA
[10 empty] | 63465 | IL_MOLINE
[10 empty] | 63467 | MO_COLUMBIA
[10 empty] | 63472 | IL_MOLINE
[10 empty] | 63473 | MO_COLUMBIA
[10 empty] | 63474 | IL_MOLINE
[10 empty] | 63501 | MO_COLUMBIA
[10 empty] | 63535 | IA_DES_MOINES
[10 empty] | 63537 | MO_COLUMBIA
[10 empty] | 63541 | IA_DES_MOINES
[10 empty] | 63543 | MO_COLUMBIA
[10 empty] | 63544 | IA_DES_MOINES
[10 empty] | 63546 | MO_COLUMBIA
[10 empty] | 63548 | IA_DES_MOINES
[10 empty] | 63549 | MO_COLUMBIA
[10 empty] | 63551 | IA_DES_MOINES
[10 empty] | 63552 | MO_COLUMBIA
[10 empty] | 63555 | IA_DES_MOINES
[10 empty] | 63557 | MO_COLUMBIA
[10 empty] | 63560 | IA_DES_MOINES
[10 empty] | 63563 | MO_COLUMBIA
[10 empty] | 63565 | IA_DES_MOINES
[10 empty] | 63566 | MO_COLUMBIA
[10 empty] | 63567 | IA_DES_MOINES
[10 empty] | 63601 | MO_ST_LOUIS
[10 empty] | 63738 | TN_MEMPHIS
[10 empty] | 63739 | MO_ST_LOUIS
[10 empty] | 63801 | TN_MEMPHIS
[10 empty] | 63823 | IN_EVANSVILLE
[10 empty] | 63824 | MO_ST_LOUIS
[10 empty] | 63825 | TN_MEMPHIS
[10 empty] | 63834 | IN_EVANSVILLE
[10 empty] | 63837 | TN_MEMPHIS
[10 empty] | 63881 | IN_EVANSVILLE
[10 empty] | 63901 | TN_MEMPHIS
[10 empty] | 63934 | MO_ST_LOUIS
[10 empty] | 63935 | TN_MEMPHIS
[10 empty] | 63937 | MO_ST_LOUIS
[10 empty] | 63938 | TN_MEMPHIS
[10 empty] | 63941 | MO_ST_LOUIS
[10 empty] | 63942 | TN_MEMPHIS
[10 empty] | 63944 | MO_ST_LOUIS
[10 empty] | 63945 | TN_MEMPHIS
[10 empty] | 63947 | MO_ST_LOUIS
[10 empty] | 63953 | TN_MEMPHIS
[10 empty] | 63956 | MO_ST_LOUIS
[10 empty] | 63961 | TN_MEMPHIS
[10 empty] | 63963 | MO_ST_LOUIS
[10 empty] | 64001 | MO_KANSAS_CITY
[10 empty] | 64420 | IA_DES_MOINES
[10 empty] | 64421 | MO_KANSAS_CITY
[10 empty] | 64426 | IA_DES_MOINES
[10 empty] | 64427 | MO_KANSAS_CITY
[10 empty] | 64442 | IA_DES_MOINES
[10 empty] | 64443 | MO_KANSAS_CITY
[10 empty] | 64456 | IA_DES_MOINES
[10 empty] | 64457 | MO_KANSAS_CITY
[10 empty] | 64458 | IA_DES_MOINES
[10 empty] | 64459 | MO_KANSAS_CITY
[10 empty] | 64481 | IA_DES_MOINES
[10 empty] | 64482 | NE_OMAHA
[10 empty] | 64483 | MO_KANSAS_CITY
[10 empty] | 64491 | NE_OMAHA
[10 empty] | 64492 | MO_KANSAS_CITY
[10 empty] | 64496 | NE_OMAHA
[10 empty] | 64497 | MO_KANSAS_CITY
[10 empty] | 64628 | MO_COLUMBIA
[10 empty] | 64630 | MO_KANSAS_CITY
[10 empty] | 64631 | MO_COLUMBIA
[10 empty] | 64632 | IA_DES_MOINES
[10 empty] | 64633 | MO_KANSAS_CITY
[10 empty] | 64645 | IA_DES_MOINES
[10 empty] | 64647 | MO_KANSAS_CITY
[10 empty] | 64651 | MO_COLUMBIA
[10 empty] | 64652 | MO_KANSAS_CITY
[10 empty] | 64653 | MO_COLUMBIA
[10 empty] | 64654 | MO_KANSAS_CITY
[10 empty] | 64655 | IA_DES_MOINES
[10 empty] | 64656 | MO_KANSAS_CITY
[10 empty] | 64658 | MO_COLUMBIA
[10 empty] | 64659 | MO_KANSAS_CITY
[10 empty] | 64660 | MO_COLUMBIA
[10 empty] | 64661 | IA_DES_MOINES
[10 empty] | 64664 | MO_KANSAS_CITY
[10 empty] | 64665 | IA_DES_MOINES
[10 empty] | 64668 | MO_KANSAS_CITY
[10 empty] | 64672 | IA_DES_MOINES
[10 empty] | 64674 | MO_KANSAS_CITY
[10 empty] | 64676 | MO_COLUMBIA
[10 empty] | 64679 | MO_KANSAS_CITY
[10 empty] | 64681 | MO_COLUMBIA
[10 empty] | 64682 | MO_KANSAS_CITY
[10 empty] | 64687 | MO_COLUMBIA
[10 empty] | 64689 | MO_KANSAS_CITY
[10 empty] | 64724 | MO_SPRINGFIELD
[10 empty] | 64725 | MO_KANSAS_CITY
[10 empty] | 64728 | MO_SPRINGFIELD
[10 empty] | 64730 | MO_KANSAS_CITY
[10 empty] | 64735 | MO_SPRINGFIELD
[10 empty] | 64739 | MO_KANSAS_CITY
[10 empty] | 64740 | MO_SPRINGFIELD
[10 empty] | 64743 | MO_KANSAS_CITY
[10 empty] | 64744 | MO_SPRINGFIELD
[10 empty] | 64745 | MO_KANSAS_CITY
[10 empty] | 64748 | MO_SPRINGFIELD
[10 empty] | 64752 | MO_KANSAS_CITY
[10 empty] | 64755 | MO_SPRINGFIELD
[10 empty] | 64761 | MO_KANSAS_CITY
[10 empty] | 64762 | MO_SPRINGFIELD
[10 empty] | 64777 | MO_KANSAS_CITY
[10 empty] | 64778 | MO_SPRINGFIELD
[10 empty] | 64788 | MO_KANSAS_CITY
[10 empty] | 64789 | MO_SPRINGFIELD
[10 empty] | 64863 | OK_TULSA
[10 empty] | 64864 | MO_SPRINGFIELD
[10 empty] | 64868 | OK_TULSA
[10 empty] | 64869 | MO_SPRINGFIELD
[10 empty] | 64944 | MO_KANSAS_CITY
[10 empty] | 65001 | MO_COLUMBIA
[10 empty] | 65321 | MO_KANSAS_CITY
[10 empty] | 65322 | MO_COLUMBIA
[10 empty] | 65324 | MO_SPRINGFIELD
[10 empty] | 65325 | MO_COLUMBIA
[10 empty] | 65326 | MO_SPRINGFIELD
[10 empty] | 65327 | MO_KANSAS_CITY
[10 empty] | 65329 | MO_COLUMBIA
[10 empty] | 65336 | MO_KANSAS_CITY
[10 empty] | 65337 | MO_COLUMBIA
[10 empty] | 65345 | MO_SPRINGFIELD
[10 empty] | 65347 | MO_COLUMBIA
[10 empty] | 65355 | MO_SPRINGFIELD
[10 empty] | 65360 | MO_COLUMBIA
[10 empty] | 65433 | MO_SPRINGFIELD
[10 empty] | 65436 | MO_COLUMBIA
[10 empty] | 65438 | MO_SPRINGFIELD
[10 empty] | 65439 | MO_ST_LOUIS
[10 empty] | 65443 | MO_COLUMBIA
[10 empty] | 65444 | MO_SPRINGFIELD
[10 empty] | 65446 | MO_ST_LOUIS
[10 empty] | 65449 | MO_COLUMBIA
[10 empty] | 65456 | MO_ST_LOUIS
[10 empty] | 65457 | MO_COLUMBIA
[10 empty] | 65463 | MO_SPRINGFIELD
[10 empty] | 65473 | MO_COLUMBIA
[10 empty] | 65479 | MO_SPRINGFIELD
[10 empty] | 65486 | MO_COLUMBIA
[10 empty] | 65534 | MO_SPRINGFIELD
[10 empty] | 65535 | MO_ST_LOUIS
[10 empty] | 65536 | MO_SPRINGFIELD
[10 empty] | 65540 | MO_COLUMBIA
[10 empty] | 65542 | MO_SPRINGFIELD
[10 empty] | 65550 | MO_COLUMBIA
[10 empty] | 65552 | MO_SPRINGFIELD
[10 empty] | 65556 | MO_COLUMBIA
[10 empty] | 65557 | MO_SPRINGFIELD
[10 empty] | 65559 | MO_COLUMBIA
[10 empty] | 65564 | MO_SPRINGFIELD
[10 empty] | 65565 | MO_ST_LOUIS
[10 empty] | 65567 | MO_SPRINGFIELD
[10 empty] | 65572 | MO_COLUMBIA
[10 empty] | 65573 | MO_SPRINGFIELD
[10 empty] | 65580 | MO_COLUMBIA
[10 empty] | 65588 | MO_SPRINGFIELD
[10 empty] | 65591 | MO_COLUMBIA
[10 empty] | 65601 | MO_SPRINGFIELD
[10 empty] | 66002 | MO_KANSAS_CITY
[10 empty] | 66006 | KS_TOPEKA
[10 empty] | 66007 | MO_KANSAS_CITY
[10 empty] | 66010 | KS_TOPEKA
[10 empty] | 66012 | MO_KANSAS_CITY
[10 empty] | 66014 | KS_TOPEKA
[10 empty] | 66016 | MO_KANSAS_CITY
[10 empty] | 66023 | KS_TOPEKA
[10 empty] | 66024 | MO_KANSAS_CITY
[10 empty] | 66025 | KS_TOPEKA
[10 empty] | 66027 | MO_KANSAS_CITY
[10 empty] | 66032 | KS_TOPEKA
[10 empty] | 66035 | MO_KANSAS_CITY
[10 empty] | 66039 | KS_TOPEKA
[10 empty] | 66040 | MO_KANSAS_CITY
[10 empty] | 66042 | KS_TOPEKA
[10 empty] | 66043 | MO_KANSAS_CITY
[10 empty] | 66044 | KS_TOPEKA
[10 empty] | 66048 | MO_KANSAS_CITY
[10 empty] | 66049 | KS_TOPEKA
[10 empty] | 66051 | MO_KANSAS_CITY
[10 empty] | 66054 | KS_TOPEKA
[10 empty] | 66061 | MO_KANSAS_CITY
[10 empty] | 66064 | KS_TOPEKA
[10 empty] | 66071 | MO_KANSAS_CITY
[10 empty] | 66072 | KS_TOPEKA
[10 empty] | 66075 | MO_KANSAS_CITY
[10 empty] | 66076 | KS_TOPEKA
[10 empty] | 66077 | MO_KANSAS_CITY
[10 empty] | 66078 | KS_TOPEKA
[10 empty] | 66080 | MO_KANSAS_CITY
[10 empty] | 66088 | KS_TOPEKA
[10 empty] | 66090 | MO_KANSAS_CITY
[10 empty] | 66091 | KS_TOPEKA
[10 empty] | 66094 | MO_KANSAS_CITY
[10 empty] | 66095 | KS_TOPEKA
[10 empty] | 66101 | MO_KANSAS_CITY
[10 empty] | 66401 | KS_TOPEKA
[10 empty] | 66532 | MO_KANSAS_CITY
[10 empty] | 66533 | KS_TOPEKA
[10 empty] | 66701 | MO_SPRINGFIELD
[10 empty] | 66710 | OK_TULSA
[10 empty] | 66711 | MO_SPRINGFIELD
[10 empty] | 66714 | KS_WICHITA
[10 empty] | 66716 | KS_TOPEKA
[10 empty] | 66724 | MO_SPRINGFIELD
[10 empty] | 66727 | KS_WICHITA
[10 empty] | 66728 | MO_SPRINGFIELD
[10 empty] | 66732 | KS_TOPEKA
[10 empty] | 66733 | OK_TULSA
[10 empty] | 66734 | MO_SPRINGFIELD
[10 empty] | 66736 | KS_WICHITA
[10 empty] | 66738 | KS_TOPEKA
[10 empty] | 66739 | MO_SPRINGFIELD
[10 empty] | 66740 | OK_TULSA
[10 empty] | 66741 | MO_SPRINGFIELD
[10 empty] | 66742 | KS_TOPEKA
[10 empty] | 66743 | MO_SPRINGFIELD
[10 empty] | 66748 | KS_TOPEKA
[10 empty] | 66753 | MO_SPRINGFIELD
[10 empty] | 66754 | KS_TOPEKA
[10 empty] | 66756 | MO_SPRINGFIELD
[10 empty] | 66757 | OK_TULSA
[10 empty] | 66758 | KS_TOPEKA
[10 empty] | 66759 | KS_WICHITA
[10 empty] | 66760 | MO_SPRINGFIELD
[10 empty] | 66761 | KS_TOPEKA
[10 empty] | 66762 | MO_SPRINGFIELD
[10 empty] | 66767 | KS_TOPEKA
[10 empty] | 66769 | MO_SPRINGFIELD
[10 empty] | 66771 | OK_TULSA
[10 empty] | 66772 | KS_TOPEKA
[10 empty] | 66773 | MO_SPRINGFIELD
[10 empty] | 66775 | KS_TOPEKA
[10 empty] | 66776 | OK_TULSA
[10 empty] | 66777 | KS_WICHITA
[10 empty] | 66778 | OK_TULSA
[10 empty] | 66779 | KS_TOPEKA
[10 empty] | 66780 | MO_SPRINGFIELD
[10 empty] | 66783 | KS_TOPEKA
[10 empty] | 66838 | KS_WICHITA
[10 empty] | 66839 | KS_TOPEKA
[10 empty] | 66840 | KS_WICHITA
[10 empty] | 66845 | KS_TOPEKA
[10 empty] | 66851 | KS_WICHITA
[10 empty] | 66852 | KS_TOPEKA
[10 empty] | 66853 | KS_WICHITA
[10 empty] | 66854 | KS_TOPEKA
[10 empty] | 66858 | KS_WICHITA
[10 empty] | 66860 | KS_TOPEKA
[10 empty] | 66861 | KS_WICHITA
[10 empty] | 66864 | KS_TOPEKA
[10 empty] | 66866 | KS_WICHITA
[10 empty] | 66868 | KS_TOPEKA
[10 empty] | 66901 | NE_GRAND_ISLAND
[10 empty] | 66933 | KS_TOPEKA
[10 empty] | 66935 | NE_GRAND_ISLAND
[10 empty] | 66937 | KS_TOPEKA
[10 empty] | 66938 | NE_GRAND_ISLAND
[10 empty] | 66943 | KS_TOPEKA
[10 empty] | 66944 | NE_GRAND_ISLAND
[10 empty] | 66945 | KS_TOPEKA
[10 empty] | 66948 | NE_GRAND_ISLAND
[10 empty] | 66953 | KS_TOPEKA
[10 empty] | 66955 | NE_GRAND_ISLAND
[10 empty] | 66958 | KS_TOPEKA
[10 empty] | 66959 | NE_GRAND_ISLAND
[10 empty] | 66962 | KS_TOPEKA
[10 empty] | 66963 | NE_GRAND_ISLAND
[10 empty] | 66968 | KS_TOPEKA
[10 empty] | 66970 | NE_GRAND_ISLAND
[10 empty] | 67001 | KS_WICHITA
[10 empty] | 67021 | KS_DODGE_CITY
[10 empty] | 67022 | KS_WICHITA
[10 empty] | 67028 | KS_DODGE_CITY
[10 empty] | 67030 | KS_WICHITA
[10 empty] | 67054 | KS_DODGE_CITY
[10 empty] | 67055 | KS_WICHITA
[10 empty] | 67059 | KS_DODGE_CITY
[10 empty] | 67060 | KS_WICHITA
[10 empty] | 67066 | KS_DODGE_CITY
[10 empty] | 67067 | KS_WICHITA
[10 empty] | 67071 | KS_DODGE_CITY
[10 empty] | 67072 | KS_WICHITA
[10 empty] | 67109 | KS_DODGE_CITY
[10 empty] | 67110 | KS_WICHITA
[10 empty] | 67124 | KS_DODGE_CITY
[10 empty] | 67128 | KS_WICHITA
[10 empty] | 67143 | KS_DODGE_CITY
[10 empty] | 67144 | KS_WICHITA
[10 empty] | 67155 | KS_DODGE_CITY
[10 empty] | 67156 | KS_WICHITA
[10 empty] | 67301 | OK_TULSA
[10 empty] | 67345 | KS_WICHITA
[10 empty] | 67347 | OK_TULSA
[10 empty] | 67349 | KS_WICHITA
[10 empty] | 67351 | OK_TULSA
[10 empty] | 67352 | KS_WICHITA
[10 empty] | 67354 | OK_TULSA
[10 empty] | 67401 | KS_WICHITA
[10 empty] | 67410 | KS_TOPEKA
[10 empty] | 67416 | KS_WICHITA
[10 empty] | 67417 | KS_TOPEKA
[10 empty] | 67418 | KS_WICHITA
[10 empty] | 67420 | NE_GRAND_ISLAND
[10 empty] | 67422 | KS_WICHITA
[10 empty] | 67430 | NE_GRAND_ISLAND
[10 empty] | 67431 | KS_TOPEKA
[10 empty] | 67436 | KS_WICHITA
[10 empty] | 67437 | NE_GRAND_ISLAND
[10 empty] | 67438 | KS_WICHITA
[10 empty] | 67441 | KS_TOPEKA
[10 empty] | 67442 | KS_WICHITA
[10 empty] | 67445 | NE_GRAND_ISLAND
[10 empty] | 67447 | KS_TOPEKA
[10 empty] | 67448 | KS_WICHITA
[10 empty] | 67449 | KS_TOPEKA
[10 empty] | 67450 | KS_WICHITA
[10 empty] | 67452 | NE_GRAND_ISLAND
[10 empty] | 67454 | KS_WICHITA
[10 empty] | 67458 | KS_TOPEKA
[10 empty] | 67459 | KS_WICHITA
[10 empty] | 67466 | NE_GRAND_ISLAND
[10 empty] | 67467 | KS_WICHITA
[10 empty] | 67468 | KS_TOPEKA
[10 empty] | 67470 | KS_WICHITA
[10 empty] | 67473 | NE_GRAND_ISLAND
[10 empty] | 67475 | KS_WICHITA
[10 empty] | 67478 | NE_GRAND_ISLAND
[10 empty] | 67480 | KS_TOPEKA
[10 empty] | 67481 | KS_WICHITA
[10 empty] | 67482 | KS_TOPEKA
[10 empty] | 67483 | KS_WICHITA
[10 empty] | 67485 | NE_GRAND_ISLAND
[10 empty] | 67487 | KS_TOPEKA
[10 empty] | 67490 | KS_WICHITA
[10 empty] | 67492 | KS_TOPEKA
[10 empty] | 67501 | KS_WICHITA
[10 empty] | 67511 | KS_DODGE_CITY
[10 empty] | 67512 | KS_WICHITA
[10 empty] | 67513 | KS_DODGE_CITY
[10 empty] | 67514 | KS_WICHITA
[10 empty] | 67515 | KS_DODGE_CITY
[10 empty] | 67522 | KS_WICHITA
[10 empty] | 67523 | KS_DODGE_CITY
[10 empty] | 67524 | KS_WICHITA
[10 empty] | 67529 | KS_DODGE_CITY
[10 empty] | 67543 | KS_WICHITA
[10 empty] | 67544 | KS_DODGE_CITY
[10 empty] | 67545 | KS_WICHITA
[10 empty] | 67547 | KS_DODGE_CITY
[10 empty] | 67554 | KS_WICHITA
[10 empty] | 67556 | KS_DODGE_CITY
[10 empty] | 67561 | KS_WICHITA
[10 empty] | 67563 | KS_DODGE_CITY
[10 empty] | 67566 | KS_WICHITA
[10 empty] | 67567 | KS_DODGE_CITY
[10 empty] | 67568 | KS_WICHITA
[10 empty] | 67572 | KS_DODGE_CITY
[10 empty] | 67573 | KS_WICHITA
[10 empty] | 67574 | KS_DODGE_CITY
[10 empty] | 67578 | KS_WICHITA
[10 empty] | 67584 | KS_DODGE_CITY
[10 empty] | 67585 | KS_WICHITA
[10 empty] | 67601 | KS_DODGE_CITY
[10 empty] | 67621 | NE_GRAND_ISLAND
[10 empty] | 67622 | NE_NORTH_PLATTE
[10 empty] | 67623 | NE_GRAND_ISLAND
[10 empty] | 67625 | KS_GOODLAND
[10 empty] | 67626 | KS_DODGE_CITY
[10 empty] | 67628 | NE_GRAND_ISLAND
[10 empty] | 67629 | NE_NORTH_PLATTE
[10 empty] | 67631 | KS_GOODLAND
[10 empty] | 67632 | KS_DODGE_CITY
[10 empty] | 67634 | KS_WICHITA
[10 empty] | 67635 | KS_GOODLAND
[10 empty] | 67637 | KS_DODGE_CITY
[10 empty] | 67638 | NE_GRAND_ISLAND
[10 empty] | 67640 | KS_DODGE_CITY
[10 empty] | 67642 | KS_GOODLAND
[10 empty] | 67644 | NE_GRAND_ISLAND
[10 empty] | 67645 | KS_GOODLAND
[10 empty] | 67646 | NE_GRAND_ISLAND
[10 empty] | 67648 | KS_WICHITA
[10 empty] | 67649 | KS_DODGE_CITY
[10 empty] | 67650 | KS_GOODLAND
[10 empty] | 67651 | KS_DODGE_CITY
[10 empty] | 67653 | KS_GOODLAND
[10 empty] | 67654 | NE_NORTH_PLATTE
[10 empty] | 67656 | KS_DODGE_CITY
[10 empty] | 67659 | KS_GOODLAND
[10 empty] | 67660 | KS_DODGE_CITY
[10 empty] | 67661 | NE_GRAND_ISLAND
[10 empty] | 67663 | KS_DODGE_CITY
[10 empty] | 67664 | NE_GRAND_ISLAND
[10 empty] | 67665 | KS_DODGE_CITY
[10 empty] | 67669 | NE_GRAND_ISLAND
[10 empty] | 67671 | KS_DODGE_CITY
[10 empty] | 67701 | KS_GOODLAND
[10 empty] | 67801 | KS_DODGE_CITY
[10 empty] | 67836 | KS_GOODLAND
[10 empty] | 67837 | KS_DODGE_CITY
[10 empty] | 67861 | KS_GOODLAND
[10 empty] | 67862 | KS_DODGE_CITY
[10 empty] | 67863 | KS_GOODLAND
[10 empty] | 67864 | KS_DODGE_CITY
[10 empty] | 67878 | KS_GOODLAND
[10 empty] | 67880 | KS_DODGE_CITY
[10 empty] | 68001 | NE_OMAHA
[10 empty] | 68004 | IA_SIOUX_CITY
[10 empty] | 68005 | NE_OMAHA
[10 empty] | 68020 | IA_SIOUX_CITY
[10 empty] | 68022 | NE_OMAHA
[10 empty] | 68030 | IA_SIOUX_CITY
[10 empty] | 68031 | NE_OMAHA
[10 empty] | 68038 | IA_SIOUX_CITY
[10 empty] | 68040 | NE_OMAHA
[10 empty] | 68047 | IA_SIOUX_CITY
[10 empty] | 68048 | NE_OMAHA
[10 empty] | 68055 | IA_SIOUX_CITY
[10 empty] | 68056 | NE_OMAHA
[10 empty] | 68062 | IA_SIOUX_CITY
[10 empty] | 68063 | NE_OMAHA
[10 empty] | 68067 | IA_SIOUX_CITY
[10 empty] | 68068 | NE_OMAHA
[10 empty] | 68071 | IA_SIOUX_CITY
[10 empty] | 68072 | NE_OMAHA
[10 empty] | 68303 | NE_GRAND_ISLAND
[10 empty] | 68304 | NE_OMAHA
[10 empty] | 68309 | KS_TOPEKA
[10 empty] | 68310 | NE_OMAHA
[10 empty] | 68313 | NE_GRAND_ISLAND
[10 empty] | 68314 | NE_OMAHA
[10 empty] | 68315 | NE_GRAND_ISLAND
[10 empty] | 68317 | NE_OMAHA
[10 empty] | 68319 | NE_GRAND_ISLAND
[10 empty] | 68320 | NE_OMAHA
[10 empty] | 68322 | NE_GRAND_ISLAND
[10 empty] | 68323 | KS_TOPEKA
[10 empty] | 68324 | NE_OMAHA
[10 empty] | 68325 | NE_GRAND_ISLAND
[10 empty] | 68328 | NE_OMAHA
[10 empty] | 68330 | NE_GRAND_ISLAND
[10 empty] | 68331 | NE_OMAHA
[10 empty] | 68335 | NE_GRAND_ISLAND
[10 empty] | 68336 | NE_OMAHA
[10 empty] | 68337 | KS_TOPEKA
[10 empty] | 68338 | NE_GRAND_ISLAND
[10 empty] | 68339 | NE_OMAHA
[10 empty] | 68340 | NE_GRAND_ISLAND
[10 empty] | 68341 | NE_OMAHA
[10 empty] | 68345 | KS_TOPEKA
[10 empty] | 68346 | NE_OMAHA
[10 empty] | 68350 | NE_GRAND_ISLAND
[10 empty] | 68355 | KS_TOPEKA
[10 empty] | 68357 | NE_OMAHA
[10 empty] | 68359 | NE_GRAND_ISLAND
[10 empty] | 68360 | NE_OMAHA
[10 empty] | 68361 | NE_GRAND_ISLAND
[10 empty] | 68364 | NE_OMAHA
[10 empty] | 68365 | NE_GRAND_ISLAND
[10 empty] | 68366 | NE_OMAHA
[10 empty] | 68367 | NE_GRAND_ISLAND
[10 empty] | 68368 | NE_OMAHA
[10 empty] | 68370 | NE_GRAND_ISLAND
[10 empty] | 68372 | NE_OMAHA
[10 empty] | 68375 | NE_GRAND_ISLAND
[10 empty] | 68376 | KS_TOPEKA
[10 empty] | 68377 | NE_OMAHA
[10 empty] | 68381 | KS_TOPEKA
[10 empty] | 68382 | NE_OMAHA
[10 empty] | 68401 | NE_GRAND_ISLAND
[10 empty] | 68402 | NE_OMAHA
[10 empty] | 68406 | NE_GRAND_ISLAND
[10 empty] | 68407 | NE_OMAHA
[10 empty] | 68416 | NE_GRAND_ISLAND
[10 empty] | 68417 | NE_OMAHA
[10 empty] | 68420 | KS_TOPEKA
[10 empty] | 68421 | NE_OMAHA
[10 empty] | 68429 | NE_GRAND_ISLAND
[10 empty] | 68430 | NE_OMAHA
[10 empty] | 68431 | MO_KANSAS_CITY
[10 empty] | 68433 | KS_TOPEKA
[10 empty] | 68434 | NE_OMAHA
[10 empty] | 68436 | NE_GRAND_ISLAND
[10 empty] | 68437 | KS_TOPEKA
[10 empty] | 68438 | NE_OMAHA
[10 empty] | 68440 | NE_GRAND_ISLAND
[10 empty] | 68441 | NE_OMAHA
[10 empty] | 68442 | KS_TOPEKA
[10 empty] | 68443 | NE_OMAHA
[10 empty] | 68444 | NE_GRAND_ISLAND
[10 empty] | 68445 | NE_OMAHA
[10 empty] | 68447 | KS_TOPEKA
[10 empty] | 68448 | NE_OMAHA
[10 empty] | 68452 | NE_GRAND_ISLAND
[10 empty] | 68454 | NE_OMAHA
[10 empty] | 68456 | NE_GRAND_ISLAND
[10 empty] | 68457 | KS_TOPEKA
[10 empty] | 68458 | NE_OMAHA
[10 empty] | 68460 | NE_GRAND_ISLAND
[10 empty] | 68461 | NE_OMAHA
[10 empty] | 68464 | NE_GRAND_ISLAND
[10 empty] | 68465 | NE_OMAHA
[10 empty] | 68467 | NE_GRAND_ISLAND
[10 empty] | 68501 | NE_OMAHA
[10 empty] | 68601 | NE_NORFOLK
[10 empty] | 68621 | NE_OMAHA
[10 empty] | 68622 | NE_NORFOLK
[10 empty] | 68623 | NE_GRAND_ISLAND
[10 empty] | 68624 | NE_OMAHA
[10 empty] | 68627 | NE_GRAND_ISLAND
[10 empty] | 68629 | NE_NORFOLK
[10 empty] | 68632 | NE_OMAHA
[10 empty] | 68634 | NE_NORFOLK
[10 empty] | 68635 | NE_OMAHA
[10 empty] | 68636 | NE_NORFOLK
[10 empty] | 68637 | NE_GRAND_ISLAND
[10 empty] | 68640 | NE_NORFOLK
[10 empty] | 68648 | NE_OMAHA
[10 empty] | 68651 | NE_GRAND_ISLAND
[10 empty] | 68652 | NE_NORFOLK
[10 empty] | 68654 | NE_GRAND_ISLAND
[10 empty] | 68658 | NE_OMAHA
[10 empty] | 68660 | NE_NORFOLK
[10 empty] | 68661 | NE_OMAHA
[10 empty] | 68663 | NE_GRAND_ISLAND
[10 empty] | 68664 | NE_OMAHA
[10 empty] | 68665 | NE_GRAND_ISLAND
[10 empty] | 68667 | NE_OMAHA
[10 empty] | 68701 | NE_NORFOLK
[10 empty] | 68710 | IA_SIOUX_CITY
[10 empty] | 68711 | NE_NORFOLK
[10 empty] | 68728 | IA_SIOUX_CITY
[10 empty] | 68729 | NE_NORFOLK
[10 empty] | 68731 | IA_SIOUX_CITY
[10 empty] | 68734 | NE_NORFOLK
[10 empty] | 68741 | IA_SIOUX_CITY
[10 empty] | 68742 | NE_NORFOLK
[10 empty] | 68743 | IA_SIOUX_CITY
[10 empty] | 68745 | NE_NORFOLK
[10 empty] | 68751 | IA_SIOUX_CITY
[10 empty] | 68752 | NE_NORFOLK
[10 empty] | 68753 | SD_PIERRE
[10 empty] | 68755 | SD_HURON
[10 empty] | 68756 | NE_NORFOLK
[10 empty] | 68757 | IA_SIOUX_CITY
[10 empty] | 68758 | NE_NORFOLK
[10 empty] | 68770 | IA_SIOUX_CITY
[10 empty] | 68771 | NE_NORFOLK
[10 empty] | 68772 | NE_NORTH_PLATTE
[10 empty] | 68773 | NE_NORFOLK
[10 empty] | 68774 | IA_SIOUX_CITY
[10 empty] | 68777 | NE_NORFOLK
[10 empty] | 68778 | SD_PIERRE
[10 empty] | 68779 | NE_NORFOLK
[10 empty] | 68784 | IA_SIOUX_CITY
[10 empty] | 68786 | NE_NORFOLK
[10 empty] | 68788 | NE_OMAHA
[10 empty] | 68789 | NE_NORFOLK
[10 empty] | 68792 | IA_SIOUX_CITY
[10 empty] | 68801 | NE_GRAND_ISLAND
[10 empty] | 68813 | NE_NORTH_PLATTE
[10 empty] | 68814 | NE_GRAND_ISLAND
[10 empty] | 68819 | NE_NORTH_PLATTE
[10 empty] | 68820 | NE_GRAND_ISLAND
[10 empty] | 68821 | NE_NORTH_PLATTE
[10 empty] | 68823 | NE_GRAND_ISLAND
[10 empty] | 68825 | NE_NORTH_PLATTE
[10 empty] | 68826 | NE_GRAND_ISLAND
[10 empty] | 68833 | NE_NORTH_PLATTE
[10 empty] | 68835 | NE_GRAND_ISLAND
[10 empty] | 68850 | NE_NORTH_PLATTE
[10 empty] | 68852 | NE_GRAND_ISLAND
[10 empty] | 68856 | NE_NORTH_PLATTE
[10 empty] | 68858 | NE_GRAND_ISLAND
[10 empty] | 68860 | NE_NORTH_PLATTE
[10 empty] | 68861 | NE_GRAND_ISLAND
[10 empty] | 68863 | NE_NORTH_PLATTE
[10 empty] | 68864 | NE_GRAND_ISLAND
[10 empty] | 68922 | NE_NORTH_PLATTE
[10 empty] | 68923 | NE_GRAND_ISLAND
[10 empty] | 68926 | NE_NORTH_PLATTE
[10 empty] | 68927 | NE_GRAND_ISLAND
[10 empty] | 68936 | NE_NORTH_PLATTE
[10 empty] | 68938 | NE_GRAND_ISLAND
[10 empty] | 68946 | NE_NORTH_PLATTE
[10 empty] | 68947 | NE_GRAND_ISLAND
[10 empty] | 68948 | NE_NORTH_PLATTE
[10 empty] | 68949 | NE_GRAND_ISLAND
[10 empty] | 68967 | NE_NORTH_PLATTE
[10 empty] | 68969 | NE_GRAND_ISLAND
[10 empty] | 68976 | NE_NORTH_PLATTE
[10 empty] | 68977 | NE_GRAND_ISLAND
[10 empty] | 69001 | NE_NORTH_PLATTE
[10 empty] | 69021 | KS_GOODLAND
[10 empty] | 69022 | NE_NORTH_PLATTE
[10 empty] | 69030 | KS_GOODLAND
[10 empty] | 69031 | NE_NORTH_PLATTE
[10 empty] | 69037 | KS_GOODLAND
[10 empty] | 69038 | NE_NORTH_PLATTE
[10 empty] | 69041 | KS_GOODLAND
[10 empty] | 69042 | NE_NORTH_PLATTE
[10 empty] | 69043 | KS_GOODLAND
[10 empty] | 69045 | NE_NORTH_PLATTE
[10 empty] | 69125 | NE_SCOTTSBLUFF
[10 empty] | 69127 | NE_NORTH_PLATTE
[10 empty] | 69128 | NE_SCOTTSBLUFF
[10 empty] | 69130 | NE_NORTH_PLATTE
[10 empty] | 69131 | NE_SCOTTSBLUFF
[10 empty] | 69132 | NE_NORTH_PLATTE
[10 empty] | 69133 | NE_SCOTTSBLUFF
[10 empty] | 69134 | NE_NORTH_PLATTE
[10 empty] | 69141 | NE_SCOTTSBLUFF
[10 empty] | 69142 | NE_NORTH_PLATTE
[10 empty] | 69145 | NE_SCOTTSBLUFF
[10 empty] | 69146 | NE_NORTH_PLATTE
[10 empty] | 69148 | NE_SCOTTSBLUFF
[10 empty] | 69150 | NE_NORTH_PLATTE
[10 empty] | 69154 | NE_SCOTTSBLUFF
[10 empty] | 69155 | NE_NORTH_PLATTE
[10 empty] | 69156 | NE_SCOTTSBLUFF
[10 empty] | 69157 | NE_NORTH_PLATTE
[10 empty] | 69160 | NE_SCOTTSBLUFF
[10 empty] | 69161 | NE_NORTH_PLATTE
[10 empty] | 69162 | NE_SCOTTSBLUFF
[10 empty] | 69163 | NE_NORTH_PLATTE
[10 empty] | 69190 | NE_SCOTTSBLUFF
[10 empty] | 69201 | SD_PIERRE
[10 empty] | 69210 | NE_NORTH_PLATTE
[10 empty] | 69211 | SD_PIERRE
[10 empty] | 69214 | NE_NORTH_PLATTE
[10 empty] | 69216 | SD_PIERRE
[10 empty] | 69217 | NE_NORTH_PLATTE
[10 empty] | 69218 | SD_RAPID_CITY
[10 empty] | 69219 | SD_PIERRE
[10 empty] | 69221 | NE_NORTH_PLATTE
[10 empty] | 69301 | NE_SCOTTSBLUFF
[10 empty] | 69343 | SD_RAPID_CITY
[10 empty] | 69345 | NE_SCOTTSBLUFF
[10 empty] | 69350 | NE_NORTH_PLATTE
[10 empty] | 69351 | NE_SCOTTSBLUFF
[10 empty] | 69365 | SD_RAPID_CITY
[10 empty] | 69366 | NE_NORTH_PLATTE
[10 empty] | 69367 | NE_SCOTTSBLUFF
[10 empty] | 70001 | LA_NEW_ORLEANS
[10 empty] | 70339 | LA_BATON_ROUGE
[10 empty] | 70340 | LA_NEW_ORLEANS
[10 empty] | 70341 | LA_BATON_ROUGE
[10 empty] | 70343 | LA_NEW_ORLEANS
[10 empty] | 70346 | LA_BATON_ROUGE
[10 empty] | 70352 | LA_NEW_ORLEANS
[10 empty] | 70376 | LA_BATON_ROUGE
[10 empty] | 70377 | LA_NEW_ORLEANS
[10 empty] | 70380 | LA_BATON_ROUGE
[10 empty] | 70394 | LA_NEW_ORLEANS
[10 empty] | 70422 | LA_BATON_ROUGE
[10 empty] | 70426 | LA_NEW_ORLEANS
[10 empty] | 70436 | LA_BATON_ROUGE
[10 empty] | 70437 | LA_NEW_ORLEANS
[10 empty] | 70441 | LA_BATON_ROUGE
[10 empty] | 70442 | LA_NEW_ORLEANS
[10 empty] | 70443 | LA_BATON_ROUGE
[10 empty] | 70445 | LA_NEW_ORLEANS
[10 empty] | 70446 | LA_BATON_ROUGE
[10 empty] | 70447 | LA_NEW_ORLEANS
[10 empty] | 70449 | LA_BATON_ROUGE
[10 empty] | 70452 | LA_NEW_ORLEANS
[10 empty] | 70453 | LA_BATON_ROUGE
[10 empty] | 70454 | LA_NEW_ORLEANS
[10 empty] | 70456 | LA_BATON_ROUGE
[10 empty] | 70457 | LA_NEW_ORLEANS
[10 empty] | 70462 | LA_BATON_ROUGE
[10 empty] | 70463 | LA_NEW_ORLEANS
[10 empty] | 70465 | LA_BATON_ROUGE
[10 empty] | 70467 | LA_NEW_ORLEANS
[10 empty] | 70501 | LA_BATON_ROUGE
[10 empty] | 70510 | LA_LAKE_CHARLES
[10 empty] | 70512 | LA_BATON_ROUGE
[10 empty] | 70515 | LA_LAKE_CHARLES
[10 empty] | 70517 | LA_BATON_ROUGE
[10 empty] | 70524 | LA_LAKE_CHARLES
[10 empty] | 70528 | LA_BATON_ROUGE
[10 empty] | 70529 | LA_LAKE_CHARLES
[10 empty] | 70533 | LA_BATON_ROUGE
[10 empty] | 70534 | LA_LAKE_CHARLES
[10 empty] | 70538 | LA_BATON_ROUGE
[10 empty] | 70542 | LA_LAKE_CHARLES
[10 empty] | 70544 | LA_BATON_ROUGE
[10 empty] | 70546 | LA_LAKE_CHARLES
[10 empty] | 70550 | LA_BATON_ROUGE
[10 empty] | 70554 | LA_LAKE_CHARLES
[10 empty] | 70558 | LA_BATON_ROUGE
[10 empty] | 70559 | LA_LAKE_CHARLES
[10 empty] | 70560 | LA_BATON_ROUGE
[10 empty] | 70575 | LA_LAKE_CHARLES
[10 empty] | 70577 | LA_BATON_ROUGE
[10 empty] | 70578 | LA_LAKE_CHARLES
[10 empty] | 70582 | LA_BATON_ROUGE
[10 empty] | 70585 | LA_LAKE_CHARLES
[10 empty] | 70586 | LA_BATON_ROUGE
[10 empty] | 70591 | LA_LAKE_CHARLES
[10 empty] | 70592 | LA_BATON_ROUGE
[10 empty] | 70601 | LA_LAKE_CHARLES
[10 empty] | 70704 | LA_BATON_ROUGE
[10 empty] | 70723 | LA_NEW_ORLEANS
[10 empty] | 70725 | LA_BATON_ROUGE
[10 empty] | 70743 | LA_NEW_ORLEANS
[10 empty] | 70744 | LA_BATON_ROUGE
[10 empty] | 70763 | LA_NEW_ORLEANS
[10 empty] | 70764 | LA_BATON_ROUGE
[10 empty] | 70792 | LA_NEW_ORLEANS
[10 empty] | 70801 | LA_BATON_ROUGE
[10 empty] | 71001 | LA_SHREVEPORT
[10 empty] | 71218 | MS_JACKSON
[10 empty] | 71222 | LA_SHREVEPORT
[10 empty] | 71223 | MS_JACKSON
[10 empty] | 71225 | LA_SHREVEPORT
[10 empty] | 71229 | MS_JACKSON
[10 empty] | 71234 | LA_SHREVEPORT
[10 empty] | 71237 | MS_JACKSON
[10 empty] | 71238 | LA_SHREVEPORT
[10 empty] | 71242 | MS_JACKSON
[10 empty] | 71245 | LA_SHREVEPORT
[10 empty] | 71249 | MS_JACKSON
[10 empty] | 71251 | LA_SHREVEPORT
[10 empty] | 71253 | MS_JACKSON
[10 empty] | 71256 | LA_SHREVEPORT
[10 empty] | 71259 | MS_JACKSON
[10 empty] | 71260 | LA_SHREVEPORT
[10 empty] | 71261 | MS_JACKSON
[10 empty] | 71268 | LA_SHREVEPORT
[10 empty] | 71269 | MS_JACKSON
[10 empty] | 71270 | LA_SHREVEPORT
[10 empty] | 71276 | MS_JACKSON
[10 empty] | 71277 | LA_SHREVEPORT
[10 empty] | 71279 | MS_JACKSON
[10 empty] | 71280 | LA_SHREVEPORT
[10 empty] | 71282 | MS_JACKSON
[10 empty] | 71291 | LA_SHREVEPORT
[10 empty] | 71295 | MS_JACKSON
[10 empty] | 71301 | LA_LAKE_CHARLES
[10 empty] | 71302 | LA_BATON_ROUGE
[10 empty] | 71303 | LA_LAKE_CHARLES
[10 empty] | 71306 | LA_BATON_ROUGE
[10 empty] | 71324 | MS_JACKSON
[10 empty] | 71325 | LA_BATON_ROUGE
[10 empty] | 71336 | MS_JACKSON
[10 empty] | 71339 | LA_BATON_ROUGE
[10 empty] | 71357 | MS_JACKSON
[10 empty] | 71358 | LA_BATON_ROUGE
[10 empty] | 71366 | MS_JACKSON
[10 empty] | 71367 | LA_BATON_ROUGE
[10 empty] | 71375 | MS_JACKSON
[10 empty] | 71377 | LA_BATON_ROUGE
[10 empty] | 71378 | MS_JACKSON
[10 empty] | 71401 | LA_BATON_ROUGE
[10 empty] | 71403 | LA_LAKE_CHARLES
[10 empty] | 71404 | LA_SHREVEPORT
[10 empty] | 71405 | LA_BATON_ROUGE
[10 empty] | 71406 | LA_SHREVEPORT
[10 empty] | 71409 | LA_LAKE_CHARLES
[10 empty] | 71410 | LA_SHREVEPORT
[10 empty] | 71424 | LA_LAKE_CHARLES
[10 empty] | 71425 | LA_BATON_ROUGE
[10 empty] | 71426 | LA_SHREVEPORT
[10 empty] | 71427 | LA_LAKE_CHARLES
[10 empty] | 71428 | LA_SHREVEPORT
[10 empty] | 71430 | LA_LAKE_CHARLES
[10 empty] | 71432 | LA_SHREVEPORT
[10 empty] | 71433 | LA_LAKE_CHARLES
[10 empty] | 71434 | LA_SHREVEPORT
[10 empty] | 71438 | LA_LAKE_CHARLES
[10 empty] | 71439 | TX_LUFKIN
[10 empty] | 71440 | LA_SHREVEPORT
[10 empty] | 71443 | LA_LAKE_CHARLES
[10 empty] | 71449 | TX_LUFKIN
[10 empty] | 71450 | LA_SHREVEPORT
[10 empty] | 71455 | LA_LAKE_CHARLES
[10 empty] | 71456 | LA_SHREVEPORT
[10 empty] | 71459 | LA_LAKE_CHARLES
[10 empty] | 71460 | LA_SHREVEPORT
[10 empty] | 71461 | LA_LAKE_CHARLES
[10 empty] | 71462 | LA_SHREVEPORT
[10 empty] | 71463 | LA_LAKE_CHARLES
[10 empty] | 71465 | LA_SHREVEPORT
[10 empty] | 71466 | LA_LAKE_CHARLES
[10 empty] | 71467 | LA_BATON_ROUGE
[10 empty] | 71468 | LA_SHREVEPORT
[10 empty] | 71472 | LA_LAKE_CHARLES
[10 empty] | 71473 | LA_SHREVEPORT
[10 empty] | 71474 | LA_LAKE_CHARLES
[10 empty] | 71477 | LA_BATON_ROUGE
[10 empty] | 71479 | LA_SHREVEPORT
[10 empty] | 71485 | LA_LAKE_CHARLES
[10 empty] | 71486 | LA_SHREVEPORT
[10 empty] | 71496 | LA_LAKE_CHARLES
[10 empty] | 71497 | LA_SHREVEPORT
[10 empty] | 71601 | AR_LITTLE_ROCK
[10 empty] | 71640 | MS_JACKSON
[10 empty] | 71642 | AR_LITTLE_ROCK
[10 empty] | 71649 | MS_JACKSON
[10 empty] | 71650 | AR_LITTLE_ROCK
[10 empty] | 71653 | MS_JACKSON
[10 empty] | 71654 | AR_LITTLE_ROCK
[10 empty] | 71661 | MS_JACKSON
[10 empty] | 71662 | AR_LITTLE_ROCK
[10 empty] | 71663 | MS_JACKSON
[10 empty] | 71665 | AR_LITTLE_ROCK
[10 empty] | 71676 | MS_JACKSON
[10 empty] | 71677 | AR_LITTLE_ROCK
[10 empty] | 71724 | LA_SHREVEPORT
[10 empty] | 71725 | AR_LITTLE_ROCK
[10 empty] | 71730 | LA_SHREVEPORT
[10 empty] | 71742 | AR_LITTLE_ROCK
[10 empty] | 71747 | LA_SHREVEPORT
[10 empty] | 71748 | AR_LITTLE_ROCK
[10 empty] | 71749 | LA_SHREVEPORT
[10 empty] | 71763 | AR_LITTLE_ROCK
[10 empty] | 71764 | LA_SHREVEPORT
[10 empty] | 71766 | AR_LITTLE_ROCK
[10 empty] | 71768 | LA_SHREVEPORT
[10 empty] | 71772 | AR_LITTLE_ROCK
[10 empty] | 71801 | LA_SHREVEPORT
[10 empty] | 71825 | AR_LITTLE_ROCK
[10 empty] | 71826 | LA_SHREVEPORT
[10 empty] | 71832 | AR_FORT_SMITH
[10 empty] | 71834 | LA_SHREVEPORT
[10 empty] | 71841 | AR_FORT_SMITH
[10 empty] | 71844 | LA_SHREVEPORT
[10 empty] | 71846 | AR_FORT_SMITH
[10 empty] | 71847 | AR_LITTLE_ROCK
[10 empty] | 71851 | LA_SHREVEPORT
[10 empty] | 71852 | AR_FORT_SMITH
[10 empty] | 71853 | LA_SHREVEPORT
[10 empty] | 71857 | AR_LITTLE_ROCK
[10 empty] | 71858 | LA_SHREVEPORT
[10 empty] | 71901 | AR_LITTLE_ROCK
[10 empty] | 71932 | AR_FORT_SMITH
[10 empty] | 71933 | AR_LITTLE_ROCK
[10 empty] | 71935 | AR_FORT_SMITH
[10 empty] | 71940 | AR_LITTLE_ROCK
[10 empty] | 71944 | AR_FORT_SMITH
[10 empty] | 71949 | AR_LITTLE_ROCK
[10 empty] | 71950 | AR_FORT_SMITH
[10 empty] | 71951 | AR_LITTLE_ROCK
[10 empty] | 71952 | AR_FORT_SMITH
[10 empty] | 71956 | AR_LITTLE_ROCK
[10 empty] | 71957 | AR_FORT_SMITH
[10 empty] | 71958 | AR_LITTLE_ROCK
[10 empty] | 71959 | AR_FORT_SMITH
[10 empty] | 71962 | AR_LITTLE_ROCK
[10 empty] | 71965 | AR_FORT_SMITH
[10 empty] | 71968 | AR_LITTLE_ROCK
[10 empty] | 71969 | AR_FORT_SMITH
[10 empty] | 71998 | AR_LITTLE_ROCK
[10 empty] | 72005 | TN_MEMPHIS
[10 empty] | 72006 | AR_LITTLE_ROCK
[10 empty] | 72014 | TN_MEMPHIS
[10 empty] | 72015 | AR_LITTLE_ROCK
[10 empty] | 72043 | TN_MEMPHIS
[10 empty] | 72044 | AR_LITTLE_ROCK
[10 empty] | 72074 | TN_MEMPHIS
[10 empty] | 72075 | AR_LITTLE_ROCK
[10 empty] | 72112 | TN_MEMPHIS
[10 empty] | 72113 | AR_LITTLE_ROCK
[10 empty] | 72301 | TN_MEMPHIS
[10 empty] | 72328 | AR_LITTLE_ROCK
[10 empty] | 72329 | TN_MEMPHIS
[10 empty] | 72379 | AR_LITTLE_ROCK
[10 empty] | 72381 | TN_MEMPHIS
[10 empty] | 72501 | AR_LITTLE_ROCK
[10 empty] | 72515 | MO_SPRINGFIELD
[10 empty] | 72516 | AR_LITTLE_ROCK
[10 empty] | 72520 | MO_SPRINGFIELD
[10 empty] | 72521 | AR_LITTLE_ROCK
[10 empty] | 72528 | MO_SPRINGFIELD
[10 empty] | 72529 | AR_LITTLE_ROCK
[10 empty] | 72531 | MO_SPRINGFIELD
[10 empty] | 72532 | AR_LITTLE_ROCK
[10 empty] | 72537 | MO_SPRINGFIELD
[10 empty] | 72539 | AR_LITTLE_ROCK
[10 empty] | 72544 | MO_SPRINGFIELD
[10 empty] | 72545 | AR_LITTLE_ROCK
[10 empty] | 72554 | MO_SPRINGFIELD
[10 empty] | 72555 | AR_LITTLE_ROCK
[10 empty] | 72557 | MO_SPRINGFIELD
[10 empty] | 72560 | AR_LITTLE_ROCK
[10 empty] | 72572 | TN_MEMPHIS
[10 empty] | 72573 | AR_LITTLE_ROCK
[10 empty] | 72576 | MO_SPRINGFIELD
[10 empty] | 72577 | AR_LITTLE_ROCK
[10 empty] | 72578 | MO_SPRINGFIELD
[10 empty] | 72579 | AR_LITTLE_ROCK
[10 empty] | 72583 | MO_SPRINGFIELD
[10 empty] | 72584 | AR_LITTLE_ROCK
[10 empty] | 72601 | MO_SPRINGFIELD
[10 empty] | 72610 | AR_LITTLE_ROCK
[10 empty] | 72611 | MO_SPRINGFIELD
[10 empty] | 72612 | AR_FORT_SMITH
[10 empty] | 72613 | MO_SPRINGFIELD
[10 empty] | 72617 | AR_LITTLE_ROCK
[10 empty] | 72619 | MO_SPRINGFIELD
[10 empty] | 72628 | AR_FORT_SMITH
[10 empty] | 72629 | AR_LITTLE_ROCK
[10 empty] | 72630 | MO_SPRINGFIELD
[10 empty] | 72636 | AR_LITTLE_ROCK
[10 empty] | 72638 | MO_SPRINGFIELD
[10 empty] | 72639 | AR_LITTLE_ROCK
[10 empty] | 72640 | MO_SPRINGFIELD
[10 empty] | 72641 | AR_FORT_SMITH
[10 empty] | 72642 | MO_SPRINGFIELD
[10 empty] | 72645 | AR_LITTLE_ROCK
[10 empty] | 72648 | MO_SPRINGFIELD
[10 empty] | 72650 | AR_LITTLE_ROCK
[10 empty] | 72651 | MO_SPRINGFIELD
[10 empty] | 72655 | AR_FORT_SMITH
[10 empty] | 72657 | AR_LITTLE_ROCK
[10 empty] | 72658 | MO_SPRINGFIELD
[10 empty] | 72663 | AR_LITTLE_ROCK
[10 empty] | 72666 | AR_FORT_SMITH
[10 empty] | 72668 | MO_SPRINGFIELD
[10 empty] | 72670 | AR_FORT_SMITH
[10 empty] | 72672 | MO_SPRINGFIELD
[10 empty] | 72679 | AR_LITTLE_ROCK
[10 empty] | 72682 | MO_SPRINGFIELD
[10 empty] | 72683 | AR_FORT_SMITH
[10 empty] | 72685 | MO_SPRINGFIELD
[10 empty] | 72686 | AR_LITTLE_ROCK
[10 empty] | 72687 | MO_SPRINGFIELD
[10 empty] | 72701 | AR_FORT_SMITH
[10 empty] | 72711 | MO_SPRINGFIELD
[10 empty] | 72712 | AR_FORT_SMITH
[10 empty] | 72714 | MO_SPRINGFIELD
[10 empty] | 72715 | AR_FORT_SMITH
[10 empty] | 72732 | MO_SPRINGFIELD
[10 empty] | 72734 | AR_FORT_SMITH
[10 empty] | 72739 | MO_SPRINGFIELD
[10 empty] | 72740 | AR_FORT_SMITH
[10 empty] | 72747 | OK_TULSA
[10 empty] | 72749 | AR_FORT_SMITH
[10 empty] | 72751 | MO_SPRINGFIELD
[10 empty] | 72752 | AR_FORT_SMITH
[10 empty] | 72801 | AR_LITTLE_ROCK
[10 empty] | 72820 | AR_FORT_SMITH
[10 empty] | 72823 | AR_LITTLE_ROCK
[10 empty] | 72824 | AR_FORT_SMITH
[10 empty] | 72829 | AR_LITTLE_ROCK
[10 empty] | 72830 | AR_FORT_SMITH
[10 empty] | 72834 | AR_LITTLE_ROCK
[10 empty] | 72835 | AR_FORT_SMITH
[10 empty] | 72837 | AR_LITTLE_ROCK
[10 empty] | 72838 | AR_FORT_SMITH
[10 empty] | 72843 | AR_LITTLE_ROCK
[10 empty] | 72845 | AR_FORT_SMITH
[10 empty] | 72853 | AR_LITTLE_ROCK
[10 empty] | 72854 | AR_FORT_SMITH
[10 empty] | 72857 | AR_LITTLE_ROCK
[10 empty] | 72860 | AR_FORT_SMITH
[10 empty] | 73001 | OK_OKLAHOMA_CITY
[10 empty] | 73025 | TX_WICHITA_FALLS
[10 empty] | 73026 | OK_OKLAHOMA_CITY
[10 empty] | 73055 | TX_WICHITA_FALLS
[10 empty] | 73056 | OK_OKLAHOMA_CITY
[10 empty] | 73061 | OK_TULSA
[10 empty] | 73062 | OK_OKLAHOMA_CITY
[10 empty] | 73081 | TX_WICHITA_FALLS
[10 empty] | 73082 | OK_OKLAHOMA_CITY
[10 empty] | 73091 | TX_WICHITA_FALLS
[10 empty] | 73092 | OK_OKLAHOMA_CITY
[10 empty] | 73301 | TX_AUSTIN
[10 empty] | 73401 | TX_WICHITA_FALLS
[10 empty] | 73432 | OK_OKLAHOMA_CITY
[10 empty] | 73435 | TX_WICHITA_FALLS
[10 empty] | 73436 | OK_OKLAHOMA_CITY
[10 empty] | 73437 | TX_WICHITA_FALLS
[10 empty] | 73439 | TX_FORT_WORTH
[10 empty] | 73441 | TX_WICHITA_FALLS
[10 empty] | 73446 | TX_FORT_WORTH
[10 empty] | 73447 | TX_WICHITA_FALLS
[10 empty] | 73448 | TX_FORT_WORTH
[10 empty] | 73450 | OK_OKLAHOMA_CITY
[10 empty] | 73453 | TX_WICHITA_FALLS
[10 empty] | 73455 | OK_OKLAHOMA_CITY
[10 empty] | 73456 | TX_WICHITA_FALLS
[10 empty] | 73458 | OK_OKLAHOMA_CITY
[10 empty] | 73459 | TX_FORT_WORTH
[10 empty] | 73460 | OK_OKLAHOMA_CITY
[10 empty] | 73463 | TX_WICHITA_FALLS
[10 empty] | 73487 | OK_OKLAHOMA_CITY
[10 empty] | 73491 | TX_WICHITA_FALLS
[10 empty] | 73541 | OK_OKLAHOMA_CITY
[10 empty] | 73542 | TX_WICHITA_FALLS
[10 empty] | 73567 | OK_OKLAHOMA_CITY
[10 empty] | 73568 | TX_WICHITA_FALLS
[10 empty] | 73601 | OK_OKLAHOMA_CITY
[10 empty] | 73627 | TX_WICHITA_FALLS
[10 empty] | 73628 | TX_AMARILLO
[10 empty] | 73632 | OK_OKLAHOMA_CITY
[10 empty] | 73638 | TX_AMARILLO
[10 empty] | 73639 | OK_OKLAHOMA_CITY
[10 empty] | 73642 | TX_AMARILLO
[10 empty] | 73644 | OK_OKLAHOMA_CITY
[10 empty] | 73645 | TX_AMARILLO
[10 empty] | 73646 | OK_OKLAHOMA_CITY
[10 empty] | 73651 | TX_WICHITA_FALLS
[10 empty] | 73654 | OK_OKLAHOMA_CITY
[10 empty] | 73655 | TX_WICHITA_FALLS
[10 empty] | 73656 | TX_AMARILLO
[10 empty] | 73658 | OK_OKLAHOMA_CITY
[10 empty] | 73660 | TX_AMARILLO
[10 empty] | 73661 | OK_OKLAHOMA_CITY
[10 empty] | 73662 | TX_WICHITA_FALLS
[10 empty] | 73663 | OK_OKLAHOMA_CITY
[10 empty] | 73666 | TX_AMARILLO
[10 empty] | 73667 | OK_OKLAHOMA_CITY
[10 empty] | 73668 | TX_AMARILLO
[10 empty] | 73669 | OK_OKLAHOMA_CITY
[10 empty] | 73673 | TX_WICHITA_FALLS
[10 empty] | 73701 | OK_OKLAHOMA_CITY
[10 empty] | 73717 | KS_WICHITA
[10 empty] | 73718 | OK_OKLAHOMA_CITY
[10 empty] | 73719 | KS_WICHITA
[10 empty] | 73720 | OK_OKLAHOMA_CITY
[10 empty] | 73722 | KS_WICHITA
[10 empty] | 73724 | OK_OKLAHOMA_CITY
[10 empty] | 73726 | KS_WICHITA
[10 empty] | 73727 | OK_OKLAHOMA_CITY
[10 empty] | 73728 | KS_WICHITA
[10 empty] | 73729 | OK_OKLAHOMA_CITY
[10 empty] | 73731 | KS_DODGE_CITY
[10 empty] | 73733 | OK_OKLAHOMA_CITY
[10 empty] | 73743 | KS_WICHITA
[10 empty] | 73744 | OK_OKLAHOMA_CITY
[10 empty] | 73746 | KS_WICHITA
[10 empty] | 73747 | OK_OKLAHOMA_CITY
[10 empty] | 73749 | KS_WICHITA
[10 empty] | 73750 | OK_OKLAHOMA_CITY
[10 empty] | 73753 | KS_WICHITA
[10 empty] | 73754 | OK_OKLAHOMA_CITY
[10 empty] | 73758 | KS_WICHITA
[10 empty] | 73760 | OK_OKLAHOMA_CITY
[10 empty] | 73761 | KS_WICHITA
[10 empty] | 73762 | OK_OKLAHOMA_CITY
[10 empty] | 73766 | KS_WICHITA
[10 empty] | 73768 | OK_OKLAHOMA_CITY
[10 empty] | 73771 | KS_WICHITA
[10 empty] | 73772 | OK_OKLAHOMA_CITY
[10 empty] | 73801 | KS_DODGE_CITY
[10 empty] | 73835 | OK_OKLAHOMA_CITY
[10 empty] | 73840 | KS_DODGE_CITY
[10 empty] | 73852 | OK_OKLAHOMA_CITY
[10 empty] | 73855 | KS_DODGE_CITY
[10 empty] | 73859 | OK_OKLAHOMA_CITY
[10 empty] | 73860 | KS_DODGE_CITY
[10 empty] | 73933 | TX_AMARILLO
[10 empty] | 73937 | NM_TUCUMCARI
[10 empty] | 73938 | KS_DODGE_CITY
[10 empty] | 73939 | TX_AMARILLO
[10 empty] | 73945 | KS_DODGE_CITY
[10 empty] | 73946 | NM_TUCUMCARI
[10 empty] | 73947 | TX_AMARILLO
[10 empty] | 73950 | KS_DODGE_CITY
[10 empty] | 74001 | OK_TULSA
[10 empty] | 74026 | OK_OKLAHOMA_CITY
[10 empty] | 74027 | OK_TULSA
[10 empty] | 74059 | OK_OKLAHOMA_CITY
[10 empty] | 74060 | OK_TULSA
[10 empty] | 74074 | OK_OKLAHOMA_CITY
[10 empty] | 74079 | OK_TULSA
[10 empty] | 74338 | AR_FORT_SMITH
[10 empty] | 74339 | OK_TULSA
[10 empty] | 74363 | MO_SPRINGFIELD
[10 empty] | 74364 | OK_TULSA
[10 empty] | 74423 | AR_FORT_SMITH
[10 empty] | 74425 | OK_TULSA
[10 empty] | 74427 | AR_FORT_SMITH
[10 empty] | 74428 | OK_TULSA
[10 empty] | 74430 | AR_FORT_SMITH
[10 empty] | 74431 | OK_TULSA
[10 empty] | 74435 | AR_FORT_SMITH
[10 empty] | 74436 | OK_TULSA
[10 empty] | 74440 | AR_FORT_SMITH
[10 empty] | 74441 | OK_TULSA
[10 empty] | 74451 | AR_FORT_SMITH
[10 empty] | 74452 | OK_TULSA
[10 empty] | 74455 | AR_FORT_SMITH
[10 empty] | 74456 | OK_TULSA
[10 empty] | 74457 | AR_FORT_SMITH
[10 empty] | 74458 | OK_TULSA
[10 empty] | 74462 | AR_FORT_SMITH
[10 empty] | 74463 | OK_TULSA
[10 empty] | 74464 | AR_FORT_SMITH
[10 empty] | 74466 | OK_TULSA
[10 empty] | 74469 | AR_FORT_SMITH
[10 empty] | 74477 | OK_TULSA
[10 empty] | 74501 | AR_FORT_SMITH
[10 empty] | 74525 | OK_OKLAHOMA_CITY
[10 empty] | 74528 | AR_FORT_SMITH
[10 empty] | 74530 | OK_OKLAHOMA_CITY
[10 empty] | 74533 | TX_FORT_WORTH
[10 empty] | 74534 | OK_OKLAHOMA_CITY
[10 empty] | 74536 | AR_FORT_SMITH
[10 empty] | 74538 | OK_OKLAHOMA_CITY
[10 empty] | 74540 | AR_FORT_SMITH
[10 empty] | 74555 | TX_FORT_WORTH
[10 empty] | 74556 | OK_OKLAHOMA_CITY
[10 empty] | 74557 | AR_FORT_SMITH
[10 empty] | 74569 | OK_OKLAHOMA_CITY
[10 empty] | 74570 | OK_TULSA
[10 empty] | 74571 | AR_FORT_SMITH
[10 empty] | 74572 | OK_OKLAHOMA_CITY
[10 empty] | 74574 | AR_FORT_SMITH
[10 empty] | 74576 | OK_OKLAHOMA_CITY
[10 empty] | 74577 | AR_FORT_SMITH
[10 empty] | 74601 | KS_WICHITA
[10 empty] | 74633 | OK_TULSA
[10 empty] | 74636 | KS_WICHITA
[10 empty] | 74637 | OK_TULSA
[10 empty] | 74640 | KS_WICHITA
[10 empty] | 74641 | OK_TULSA
[10 empty] | 74643 | KS_WICHITA
[10 empty] | 74644 | OK_TULSA
[10 empty] | 74646 | KS_WICHITA
[10 empty] | 74650 | OK_TULSA
[10 empty] | 74653 | KS_WICHITA
[10 empty] | 74701 | TX_FORT_WORTH
[10 empty] | 74722 | AR_FORT_SMITH
[10 empty] | 74723 | TX_FORT_WORTH
[10 empty] | 74724 | AR_FORT_SMITH
[10 empty] | 74726 | TX_FORT_WORTH
[10 empty] | 74728 | AR_FORT_SMITH
[10 empty] | 74729 | TX_FORT_WORTH
[10 empty] | 74734 | AR_FORT_SMITH
[10 empty] | 74740 | LA_SHREVEPORT
[10 empty] | 74741 | TX_FORT_WORTH
[10 empty] | 74743 | AR_FORT_SMITH
[10 empty] | 74747 | TX_FORT_WORTH
[10 empty] | 74750 | AR_FORT_SMITH
[10 empty] | 74753 | TX_FORT_WORTH
[10 empty] | 74754 | AR_FORT_SMITH
[10 empty] | 74759 | TX_FORT_WORTH
[10 empty] | 74760 | AR_FORT_SMITH
[10 empty] | 74801 | OK_OKLAHOMA_CITY
[10 empty] | 74829 | OK_TULSA
[10 empty] | 74830 | OK_OKLAHOMA_CITY
[10 empty] | 74833 | OK_TULSA
[10 empty] | 74834 | OK_OKLAHOMA_CITY
[10 empty] | 74839 | OK_TULSA
[10 empty] | 74840 | OK_OKLAHOMA_CITY
[10 empty] | 74845 | OK_TULSA
[10 empty] | 74848 | OK_OKLAHOMA_CITY
[10 empty] | 74850 | OK_TULSA
[10 empty] | 74851 | OK_OKLAHOMA_CITY
[10 empty] | 74859 | OK_TULSA
[10 empty] | 74860 | OK_OKLAHOMA_CITY
[10 empty] | 74880 | OK_TULSA
[10 empty] | 74881 | OK_OKLAHOMA_CITY
[10 empty] | 74883 | OK_TULSA
[10 empty] | 74884 | OK_OKLAHOMA_CITY
[10 empty] | 74901 | AR_FORT_SMITH
[10 empty] | 75001 | TX_FORT_WORTH
[10 empty] | 75102 | TX_WACO
[10 empty] | 75103 | TX_FORT_WORTH
[10 empty] | 75110 | TX_WACO
[10 empty] | 75114 | TX_FORT_WORTH
[10 empty] | 75144 | TX_WACO
[10 empty] | 75146 | TX_FORT_WORTH
[10 empty] | 75151 | TX_WACO
[10 empty] | 75152 | TX_FORT_WORTH
[10 empty] | 75153 | TX_WACO
[10 empty] | 75154 | TX_FORT_WORTH
[10 empty] | 75412 | LA_SHREVEPORT
[10 empty] | 75413 | TX_FORT_WORTH
[10 empty] | 75417 | LA_SHREVEPORT
[10 empty] | 75418 | TX_FORT_WORTH
[10 empty] | 75426 | LA_SHREVEPORT
[10 empty] | 75428 | TX_FORT_WORTH
[10 empty] | 75436 | LA_SHREVEPORT
[10 empty] | 75437 | TX_FORT_WORTH
[10 empty] | 75451 | LA_SHREVEPORT
[10 empty] | 75452 | TX_FORT_WORTH
[10 empty] | 75455 | LA_SHREVEPORT
[10 empty] | 75458 | TX_FORT_WORTH
[10 empty] | 75478 | LA_SHREVEPORT
[10 empty] | 75479 | TX_FORT_WORTH
[10 empty] | 75480 | LA_SHREVEPORT
[10 empty] | 75481 | TX_FORT_WORTH
[10 empty] | 75487 | LA_SHREVEPORT
[10 empty] | 75488 | TX_FORT_WORTH
[10 empty] | 75493 | LA_SHREVEPORT
[10 empty] | 75495 | TX_FORT_WORTH
[10 empty] | 75501 | LA_SHREVEPORT
[10 empty] | 75658 | TX_LUFKIN
[10 empty] | 75659 | LA_SHREVEPORT
[10 empty] | 75667 | TX_LUFKIN
[10 empty] | 75668 | LA_SHREVEPORT
[10 empty] | 75681 | TX_LUFKIN
[10 empty] | 75682 | LA_SHREVEPORT
[10 empty] | 75687 | TX_LUFKIN
[10 empty] | 75688 | LA_SHREVEPORT
[10 empty] | 75689 | TX_LUFKIN
[10 empty] | 75691 | LA_SHREVEPORT
[10 empty] | 75701 | TX_LUFKIN
[10 empty] | 75705 | LA_SHREVEPORT
[10 empty] | 75707 | TX_LUFKIN
[10 empty] | 75708 | LA_SHREVEPORT
[10 empty] | 75709 | TX_LUFKIN
[10 empty] | 75750 | LA_SHREVEPORT
[10 empty] | 75751 | TX_FORT_WORTH
[10 empty] | 75755 | LA_SHREVEPORT
[10 empty] | 75756 | TX_FORT_WORTH
[10 empty] | 75757 | TX_LUFKIN
[10 empty] | 75765 | LA_SHREVEPORT
[10 empty] | 75766 | TX_LUFKIN
[10 empty] | 75771 | LA_SHREVEPORT
[10 empty] | 75772 | TX_LUFKIN
[10 empty] | 75773 | TX_FORT_WORTH
[10 empty] | 75778 | TX_LUFKIN
[10 empty] | 75783 | TX_FORT_WORTH
[10 empty] | 75784 | TX_LUFKIN
[10 empty] | 75790 | TX_FORT_WORTH
[10 empty] | 75791 | TX_LUFKIN
[10 empty] | 75792 | LA_SHREVEPORT
[10 empty] | 75798 | TX_LUFKIN
[10 empty] | 75831 | TX_WACO
[10 empty] | 75833 | TX_LUFKIN
[10 empty] | 75838 | TX_WACO
[10 empty] | 75839 | TX_LUFKIN
[10 empty] | 75840 | TX_WACO
[10 empty] | 75844 | TX_LUFKIN
[10 empty] | 75846 | TX_WACO
[10 empty] | 75847 | TX_LUFKIN
[10 empty] | 75848 | TX_WACO
[10 empty] | 75849 | TX_LUFKIN
[10 empty] | 75859 | TX_WACO
[10 empty] | 75861 | TX_LUFKIN
[10 empty] | 75928 | LA_LAKE_CHARLES
[10 empty] | 75929 | TX_LUFKIN
[10 empty] | 75933 | TX_PORT_ARTHUR
[10 empty] | 75934 | TX_LUFKIN
[10 empty] | 75935 | LA_SHREVEPORT
[10 empty] | 75936 | TX_LUFKIN
[10 empty] | 75954 | LA_SHREVEPORT
[10 empty] | 75956 | TX_PORT_ARTHUR
[10 empty] | 75958 | TX_LUFKIN
[10 empty] | 75966 | LA_LAKE_CHARLES
[10 empty] | 75968 | TX_LUFKIN
[10 empty] | 75973 | LA_SHREVEPORT
[10 empty] | 75976 | TX_LUFKIN
[10 empty] | 76001 | TX_FORT_WORTH
[10 empty] | 76043 | TX_WACO
[10 empty] | 76044 | TX_FORT_WORTH
[10 empty] | 76055 | TX_WACO
[10 empty] | 76058 | TX_FORT_WORTH
[10 empty] | 76070 | TX_WACO
[10 empty] | 76071 | TX_FORT_WORTH
[10 empty] | 76077 | TX_WACO
[10 empty] | 76078 | TX_FORT_WORTH
[10 empty] | 76093 | TX_WACO
[10 empty] | 76094 | TX_FORT_WORTH
[10 empty] | 76228 | TX_WICHITA_FALLS
[10 empty] | 76233 | TX_FORT_WORTH
[10 empty] | 76251 | TX_WICHITA_FALLS
[10 empty] | 76252 | TX_FORT_WORTH
[10 empty] | 76255 | TX_WICHITA_FALLS
[10 empty] | 76258 | TX_FORT_WORTH
[10 empty] | 76261 | TX_WICHITA_FALLS
[10 empty] | 76262 | TX_FORT_WORTH
[10 empty] | 76265 | TX_WICHITA_FALLS
[10 empty] | 76266 | TX_FORT_WORTH
[10 empty] | 76270 | TX_WICHITA_FALLS
[10 empty] | 76271 | TX_FORT_WORTH
[10 empty] | 76301 | TX_WICHITA_FALLS
[10 empty] | 76371 | TX_ABILENE
[10 empty] | 76372 | TX_WICHITA_FALLS
[10 empty] | 76388 | TX_ABILENE
[10 empty] | 76389 | TX_WICHITA_FALLS
[10 empty] | 76401 | TX_WACO
[10 empty] | 76424 | TX_ABILENE
[10 empty] | 76426 | TX_FORT_WORTH
[10 empty] | 76427 | TX_WICHITA_FALLS
[10 empty] | 76429 | TX_ABILENE
[10 empty] | 76431 | TX_FORT_WORTH
[10 empty] | 76432 | TX_ABILENE
[10 empty] | 76433 | TX_FORT_WORTH
[10 empty] | 76435 | TX_ABILENE
[10 empty] | 76436 | TX_WACO
[10 empty] | 76437 | TX_ABILENE
[10 empty] | 76439 | TX_FORT_WORTH
[10 empty] | 76442 | TX_ABILENE
[10 empty] | 76446 | TX_WACO
[10 empty] | 76448 | TX_ABILENE
[10 empty] | 76449 | TX_FORT_WORTH
[10 empty] | 76450 | TX_WICHITA_FALLS
[10 empty] | 76452 | TX_WACO
[10 empty] | 76453 | TX_ABILENE
[10 empty] | 76455 | TX_WACO
[10 empty] | 76458 | TX_WICHITA_FALLS
[10 empty] | 76461 | TX_ABILENE
[10 empty] | 76462 | TX_FORT_WORTH
[10 empty] | 76463 | TX_ABILENE
[10 empty] | 76465 | TX_FORT_WORTH
[10 empty] | 76466 | TX_ABILENE
[10 empty] | 76467 | TX_WACO
[10 empty] | 76469 | TX_ABILENE
[10 empty] | 76472 | TX_FORT_WORTH
[10 empty] | 76474 | TX_ABILENE
[10 empty] | 76476 | TX_FORT_WORTH
[10 empty] | 76481 | TX_WICHITA_FALLS
[10 empty] | 76483 | TX_ABILENE
[10 empty] | 76484 | TX_FORT_WORTH
[10 empty] | 76491 | TX_ABILENE
[10 empty] | 76501 | TX_WACO
[10 empty] | 76511 | TX_AUSTIN
[10 empty] | 76513 | TX_WACO
[10 empty] | 76523 | TX_AUSTIN
[10 empty] | 76524 | TX_WACO
[10 empty] | 76527 | TX_AUSTIN
[10 empty] | 76528 | TX_WACO
[10 empty] | 76530 | TX_AUSTIN
[10 empty] | 76531 | TX_WACO
[10 empty] | 76534 | TX_AUSTIN
[10 empty] | 76538 | TX_WACO
[10 empty] | 76539 | TX_AUSTIN
[10 empty] | 76540 | TX_WACO
[10 empty] | 76550 | TX_AUSTIN
[10 empty] | 76552 | TX_WACO
[10 empty] | 76556 | TX_AUSTIN
[10 empty] | 76557 | TX_WACO
[10 empty] | 76567 | TX_AUSTIN
[10 empty] | 76569 | TX_WACO
[10 empty] | 76571 | TX_AUSTIN
[10 empty] | 76579 | TX_WACO
[10 empty] | 76623 | TX_FORT_WORTH
[10 empty] | 76624 | TX_WACO
[10 empty] | 76801 | TX_ABILENE
[10 empty] | 76820 | TX_AUSTIN
[10 empty] | 76821 | TX_SAN_ANGELO
[10 empty] | 76823 | TX_ABILENE
[10 empty] | 76824 | TX_AUSTIN
[10 empty] | 76825 | TX_SAN_ANGELO
[10 empty] | 76827 | TX_ABILENE
[10 empty] | 76831 | TX_AUSTIN
[10 empty] | 76834 | TX_ABILENE
[10 empty] | 76836 | TX_SAN_ANGELO
[10 empty] | 76844 | TX_WACO
[10 empty] | 76845 | TX_SAN_ANGELO
[10 empty] | 76853 | TX_WACO
[10 empty] | 76854 | TX_SAN_ANGELO
[10 empty] | 76857 | TX_ABILENE
[10 empty] | 76858 | TX_SAN_ANGELO
[10 empty] | 76864 | TX_ABILENE
[10 empty] | 76865 | TX_SAN_ANGELO
[10 empty] | 76869 | TX_AUSTIN
[10 empty] | 76870 | TX_WACO
[10 empty] | 76871 | TX_ABILENE
[10 empty] | 76872 | TX_SAN_ANGELO
[10 empty] | 76873 | TX_ABILENE
[10 empty] | 76874 | TX_SAN_ANGELO
[10 empty] | 76877 | TX_AUSTIN
[10 empty] | 76878 | TX_ABILENE
[10 empty] | 76880 | TX_WACO
[10 empty] | 76882 | TX_ABILENE
[10 empty] | 76883 | TX_SAN_ANGELO
[10 empty] | 76884 | TX_ABILENE
[10 empty] | 76885 | TX_AUSTIN
[10 empty] | 76886 | TX_SAN_ANGELO
[10 empty] | 76888 | TX_ABILENE
[10 empty] | 76901 | TX_SAN_ANGELO
[10 empty] | 77001 | TX_HOUSTON
[10 empty] | 77326 | TX_LUFKIN
[10 empty] | 77327 | TX_HOUSTON
[10 empty] | 77332 | TX_LUFKIN
[10 empty] | 77333 | TX_HOUSTON
[10 empty] | 77334 | TX_LUFKIN
[10 empty] | 77336 | TX_HOUSTON
[10 empty] | 77350 | TX_LUFKIN
[10 empty] | 77353 | TX_HOUSTON
[10 empty] | 77359 | TX_LUFKIN
[10 empty] | 77362 | TX_HOUSTON
[10 empty] | 77364 | TX_LUFKIN
[10 empty] | 77365 | TX_HOUSTON
[10 empty] | 77367 | TX_LUFKIN
[10 empty] | 77368 | TX_HOUSTON
[10 empty] | 77374 | TX_PORT_ARTHUR
[10 empty] | 77375 | TX_HOUSTON
[10 empty] | 77376 | TX_PORT_ARTHUR
[10 empty] | 77377 | TX_HOUSTON
[10 empty] | 77399 | TX_LUFKIN
[10 empty] | 77401 | TX_HOUSTON
[10 empty] | 77404 | TX_VICTORIA
[10 empty] | 77406 | TX_HOUSTON
[10 empty] | 77412 | TX_VICTORIA
[10 empty] | 77413 | TX_HOUSTON
[10 empty] | 77414 | TX_VICTORIA
[10 empty] | 77417 | TX_HOUSTON
[10 empty] | 77419 | TX_VICTORIA
[10 empty] | 77420 | TX_HOUSTON
[10 empty] | 77428 | TX_VICTORIA
[10 empty] | 77429 | TX_HOUSTON
[10 empty] | 77432 | TX_VICTORIA
[10 empty] | 77433 | TX_HOUSTON
[10 empty] | 77434 | TX_VICTORIA
[10 empty] | 77435 | TX_HOUSTON
[10 empty] | 77436 | TX_VICTORIA
[10 empty] | 77441 | TX_HOUSTON
[10 empty] | 77442 | TX_VICTORIA
[10 empty] | 77444 | TX_HOUSTON
[10 empty] | 77453 | TX_VICTORIA
[10 empty] | 77454 | TX_HOUSTON
[10 empty] | 77455 | TX_VICTORIA
[10 empty] | 77459 | TX_HOUSTON
[10 empty] | 77460 | TX_VICTORIA
[10 empty] | 77461 | TX_HOUSTON
[10 empty] | 77465 | TX_VICTORIA
[10 empty] | 77466 | TX_HOUSTON
[10 empty] | 77467 | TX_VICTORIA
[10 empty] | 77468 | TX_HOUSTON
[10 empty] | 77470 | TX_VICTORIA
[10 empty] | 77471 | TX_HOUSTON
[10 empty] | 77475 | TX_VICTORIA
[10 empty] | 77476 | TX_HOUSTON
[10 empty] | 77482 | TX_VICTORIA
[10 empty] | 77484 | TX_HOUSTON
[10 empty] | 77488 | TX_VICTORIA
[10 empty] | 77489 | TX_HOUSTON
[10 empty] | 77514 | TX_PORT_ARTHUR
[10 empty] | 77515 | TX_HOUSTON
[10 empty] | 77519 | TX_PORT_ARTHUR
[10 empty] | 77520 | TX_HOUSTON
[10 empty] | 77533 | TX_PORT_ARTHUR
[10 empty] | 77534 | TX_HOUSTON
[10 empty] | 77538 | TX_PORT_ARTHUR
[10 empty] | 77539 | TX_HOUSTON
[10 empty] | 77560 | TX_PORT_ARTHUR
[10 empty] | 77561 | TX_HOUSTON
[10 empty] | 77564 | TX_PORT_ARTHUR
[10 empty] | 77565 | TX_HOUSTON
[10 empty] | 77582 | TX_PORT_ARTHUR
[10 empty] | 77583 | TX_HOUSTON
[10 empty] | 77585 | TX_PORT_ARTHUR
[10 empty] | 77586 | TX_HOUSTON
[10 empty] | 77611 | TX_PORT_ARTHUR
[10 empty] | 77624 | TX_LUFKIN
[10 empty] | 77625 | TX_PORT_ARTHUR
[10 empty] | 77650 | TX_HOUSTON
[10 empty] | 77651 | TX_PORT_ARTHUR
[10 empty] | 77660 | TX_LUFKIN
[10 empty] | 77661 | TX_PORT_ARTHUR
[10 empty] | 77664 | TX_LUFKIN
[10 empty] | 77665 | TX_PORT_ARTHUR
[10 empty] | 77801 | TX_HOUSTON
[10 empty] | 77835 | TX_AUSTIN
[10 empty] | 77837 | TX_WACO
[10 empty] | 77838 | TX_AUSTIN
[10 empty] | 77839 | TX_HOUSTON
[10 empty] | 77850 | TX_WACO
[10 empty] | 77852 | TX_AUSTIN
[10 empty] | 77855 | TX_WACO
[10 empty] | 77859 | TX_AUSTIN
[10 empty] | 77861 | TX_HOUSTON
[10 empty] | 77863 | TX_AUSTIN
[10 empty] | 77864 | TX_LUFKIN
[10 empty] | 77865 | TX_WACO
[10 empty] | 77866 | TX_HOUSTON
[10 empty] | 77867 | TX_WACO
[10 empty] | 77868 | TX_HOUSTON
[10 empty] | 77870 | TX_WACO
[10 empty] | 77872 | TX_HOUSTON
[10 empty] | 77879 | TX_AUSTIN
[10 empty] | 77880 | TX_HOUSTON
[10 empty] | 77882 | TX_WACO
[10 empty] | 77901 | TX_VICTORIA
[10 empty] | 78001 | TX_SAN_ANTONIO
[10 empty] | 78007 | TX_CORPUS_CHRISTI
[10 empty] | 78008 | TX_SAN_ANTONIO
[10 empty] | 78019 | TX_CORPUS_CHRISTI
[10 empty] | 78021 | TX_SAN_ANTONIO
[10 empty] | 78022 | TX_CORPUS_CHRISTI
[10 empty] | 78023 | TX_SAN_ANTONIO
[10 empty] | 78040 | TX_CORPUS_CHRISTI
[10 empty] | 78050 | TX_SAN_ANTONIO
[10 empty] | 78060 | TX_CORPUS_CHRISTI
[10 empty] | 78061 | TX_SAN_ANTONIO
[10 empty] | 78067 | TX_CORPUS_CHRISTI
[10 empty] | 78069 | TX_SAN_ANTONIO
[10 empty] | 78071 | TX_CORPUS_CHRISTI
[10 empty] | 78072 | TX_SAN_ANTONIO
[10 empty] | 78076 | TX_CORPUS_CHRISTI
[10 empty] | 78101 | TX_SAN_ANTONIO
[10 empty] | 78102 | TX_CORPUS_CHRISTI
[10 empty] | 78107 | TX_VICTORIA
[10 empty] | 78108 | TX_SAN_ANTONIO
[10 empty] | 78111 | TX_VICTORIA
[10 empty] | 78112 | TX_SAN_ANTONIO
[10 empty] | 78119 | TX_VICTORIA
[10 empty] | 78121 | TX_SAN_ANTONIO
[10 empty] | 78125 | TX_CORPUS_CHRISTI
[10 empty] | 78130 | TX_SAN_ANTONIO
[10 empty] | 78141 | TX_VICTORIA
[10 empty] | 78142 | TX_CORPUS_CHRISTI
[10 empty] | 78143 | TX_SAN_ANTONIO
[10 empty] | 78146 | TX_VICTORIA
[10 empty] | 78147 | TX_SAN_ANTONIO
[10 empty] | 78151 | TX_VICTORIA
[10 empty] | 78152 | TX_SAN_ANTONIO
[10 empty] | 78159 | TX_VICTORIA
[10 empty] | 78160 | TX_SAN_ANTONIO
[10 empty] | 78162 | TX_VICTORIA
[10 empty] | 78163 | TX_SAN_ANTONIO
[10 empty] | 78164 | TX_VICTORIA
[10 empty] | 78201 | TX_SAN_ANTONIO
[10 empty] | 78330 | TX_CORPUS_CHRISTI
[10 empty] | 78338 | TX_BROWNSVILLE
[10 empty] | 78339 | TX_CORPUS_CHRISTI
[10 empty] | 78501 | TX_BROWNSVILLE
[10 empty] | 78602 | TX_AUSTIN
[10 empty] | 78603 | TX_SAN_ANTONIO
[10 empty] | 78605 | TX_AUSTIN
[10 empty] | 78606 | TX_SAN_ANTONIO
[10 empty] | 78607 | TX_AUSTIN
[10 empty] | 78614 | TX_VICTORIA
[10 empty] | 78615 | TX_AUSTIN
[10 empty] | 78618 | TX_SAN_ANTONIO
[10 empty] | 78619 | TX_AUSTIN
[10 empty] | 78623 | TX_SAN_ANTONIO
[10 empty] | 78626 | TX_AUSTIN
[10 empty] | 78629 | TX_VICTORIA
[10 empty] | 78630 | TX_AUSTIN
[10 empty] | 78631 | TX_SAN_ANTONIO
[10 empty] | 78632 | TX_AUSTIN
[10 empty] | 78635 | TX_SAN_ANTONIO
[10 empty] | 78636 | TX_AUSTIN
[10 empty] | 78638 | TX_SAN_ANTONIO
[10 empty] | 78639 | TX_AUSTIN
[10 empty] | 78671 | TX_SAN_ANTONIO
[10 empty] | 78672 | TX_AUSTIN
[10 empty] | 78677 | TX_VICTORIA
[10 empty] | 78680 | TX_AUSTIN
[10 empty] | 78801 | TX_SAN_ANTONIO
[10 empty] | 78837 | TX_SAN_ANGELO
[10 empty] | 78838 | TX_SAN_ANTONIO
[10 empty] | 78840 | TX_SAN_ANGELO
[10 empty] | 78850 | TX_SAN_ANTONIO
[10 empty] | 78851 | TX_MIDLAND
[10 empty] | 78852 | TX_SAN_ANTONIO
[10 empty] | 78871 | TX_SAN_ANGELO
[10 empty] | 78872 | TX_SAN_ANTONIO
[10 empty] | 78880 | TX_SAN_ANGELO
[10 empty] | 78881 | TX_SAN_ANTONIO
[10 empty] | 78931 | TX_HOUSTON
[10 empty] | 78932 | TX_AUSTIN
[10 empty] | 78933 | TX_HOUSTON
[10 empty] | 78934 | TX_VICTORIA
[10 empty] | 78938 | TX_AUSTIN
[10 empty] | 78943 | TX_VICTORIA
[10 empty] | 78944 | TX_HOUSTON
[10 empty] | 78945 | TX_AUSTIN
[10 empty] | 78950 | TX_HOUSTON
[10 empty] | 78951 | TX_VICTORIA
[10 empty] | 78952 | TX_AUSTIN
[10 empty] | 78956 | TX_VICTORIA
[10 empty] | 78957 | TX_AUSTIN
[10 empty] | 78962 | TX_VICTORIA
[10 empty] | 78963 | TX_AUSTIN
[10 empty] | 79001 | NM_TUCUMCARI
[10 empty] | 79002 | TX_AMARILLO
[10 empty] | 79005 | KS_DODGE_CITY
[10 empty] | 79007 | TX_AMARILLO
[10 empty] | 79009 | NM_TUCUMCARI
[10 empty] | 79010 | TX_AMARILLO
[10 empty] | 79021 | TX_LUBBOCK
[10 empty] | 79022 | TX_AMARILLO
[10 empty] | 79024 | KS_DODGE_CITY
[10 empty] | 79025 | TX_AMARILLO
[10 empty] | 79031 | TX_LUBBOCK
[10 empty] | 79033 | TX_AMARILLO
[10 empty] | 79034 | KS_DODGE_CITY
[10 empty] | 79035 | NM_TUCUMCARI
[10 empty] | 79036 | TX_AMARILLO
[10 empty] | 79041 | TX_LUBBOCK
[10 empty] | 79042 | TX_AMARILLO
[10 empty] | 79043 | TX_LUBBOCK
[10 empty] | 79044 | TX_AMARILLO
[10 empty] | 79052 | TX_LUBBOCK
[10 empty] | 79054 | TX_AMARILLO
[10 empty] | 79064 | TX_LUBBOCK
[10 empty] | 79065 | TX_AMARILLO
[10 empty] | 79072 | TX_LUBBOCK
[10 empty] | 79077 | TX_AMARILLO
[10 empty] | 79082 | TX_LUBBOCK
[10 empty] | 79083 | TX_AMARILLO
[10 empty] | 79087 | NM_TUCUMCARI
[10 empty] | 79088 | TX_AMARILLO
[10 empty] | 79220 | TX_LUBBOCK
[10 empty] | 79222 | TX_AMARILLO
[10 empty] | 79223 | TX_LUBBOCK
[10 empty] | 79225 | TX_WICHITA_FALLS
[10 empty] | 79226 | TX_AMARILLO
[10 empty] | 79227 | TX_WICHITA_FALLS
[10 empty] | 79229 | TX_LUBBOCK
[10 empty] | 79230 | TX_AMARILLO
[10 empty] | 79231 | TX_LUBBOCK
[10 empty] | 79233 | TX_AMARILLO
[10 empty] | 79234 | TX_LUBBOCK
[10 empty] | 79237 | TX_AMARILLO
[10 empty] | 79238 | TX_WICHITA_FALLS
[10 empty] | 79239 | TX_AMARILLO
[10 empty] | 79241 | TX_LUBBOCK
[10 empty] | 79245 | TX_AMARILLO
[10 empty] | 79247 | TX_WICHITA_FALLS
[10 empty] | 79248 | TX_LUBBOCK
[10 empty] | 79251 | TX_AMARILLO
[10 empty] | 79252 | TX_WICHITA_FALLS
[10 empty] | 79255 | TX_LUBBOCK
[10 empty] | 79257 | TX_AMARILLO
[10 empty] | 79258 | TX_LUBBOCK
[10 empty] | 79259 | TX_AMARILLO
[10 empty] | 79261 | TX_LUBBOCK
[10 empty] | 79325 | TX_MIDLAND
[10 empty] | 79326 | TX_LUBBOCK
[10 empty] | 79331 | TX_MIDLAND
[10 empty] | 79336 | TX_LUBBOCK
[10 empty] | 79360 | TX_MIDLAND
[10 empty] | 79363 | TX_LUBBOCK
[10 empty] | 79501 | TX_ABILENE
[10 empty] | 79505 | TX_WICHITA_FALLS
[10 empty] | 79506 | TX_ABILENE
[10 empty] | 79511 | TX_MIDLAND
[10 empty] | 79512 | TX_ABILENE
[10 empty] | 79517 | TX_LUBBOCK
[10 empty] | 79519 | TX_ABILENE
[10 empty] | 79565 | TX_SAN_ANGELO
[10 empty] | 79566 | TX_ABILENE
[10 empty] | 79701 | TX_MIDLAND
[10 empty] | 79738 | TX_LUBBOCK
[10 empty] | 79739 | TX_MIDLAND
[10 empty] | 79821 | TX_EL_PASO
[10 empty] | 79830 | TX_MIDLAND
[10 empty] | 79835 | TX_EL_PASO
[10 empty] | 79842 | TX_MIDLAND
[10 empty] | 79845 | TX_EL_PASO
[10 empty] | 79848 | TX_MIDLAND
[10 empty] | 79849 | TX_EL_PASO
[10 empty] | 79852 | TX_MIDLAND
[10 empty] | 79853 | TX_EL_PASO
[10 empty] | 79855 | TX_MIDLAND
[10 empty] | 79901 | TX_EL_PASO
[10 empty] | 80001 | CO_BOULDER
[10 empty] | 80101 | CO_COLORADO_SPRINGS
[10 empty] | 80102 | CO_BOULDER
[10 empty] | 80104 | CO_COLORADO_SPRINGS
[10 empty] | 80105 | CO_BOULDER
[10 empty] | 80106 | CO_COLORADO_SPRINGS
[10 empty] | 80110 | CO_BOULDER
[10 empty] | 80116 | CO_COLORADO_SPRINGS
[10 empty] | 80120 | CO_BOULDER
[10 empty] | 80132 | CO_COLORADO_SPRINGS
[10 empty] | 80134 | CO_BOULDER
[10 empty] | 80135 | CO_COLORADO_SPRINGS
[10 empty] | 80136 | CO_BOULDER
[10 empty] | 80420 | CO_EAGLE
[10 empty] | 80421 | CO_BOULDER
[10 empty] | 80423 | CO_EAGLE
[10 empty] | 80425 | CO_BOULDER
[10 empty] | 80426 | CO_EAGLE
[10 empty] | 80427 | CO_BOULDER
[10 empty] | 80428 | CO_EAGLE
[10 empty] | 80432 | CO_BOULDER
[10 empty] | 80434 | WY_CHEYENNE
[10 empty] | 80435 | CO_BOULDER
[10 empty] | 80440 | CO_EAGLE
[10 empty] | 80442 | CO_BOULDER
[10 empty] | 80443 | CO_EAGLE
[10 empty] | 80444 | CO_BOULDER
[10 empty] | 80449 | CO_COLORADO_SPRINGS
[10 empty] | 80451 | CO_BOULDER
[10 empty] | 80456 | CO_EAGLE
[10 empty] | 80457 | CO_BOULDER
[10 empty] | 80459 | CO_EAGLE
[10 empty] | 80465 | CO_BOULDER
[10 empty] | 80467 | CO_EAGLE
[10 empty] | 80470 | CO_BOULDER
[10 empty] | 80477 | CO_EAGLE
[10 empty] | 80478 | CO_BOULDER
[10 empty] | 80479 | CO_EAGLE
[10 empty] | 80480 | CO_BOULDER
[10 empty] | 80483 | CO_EAGLE
[10 empty] | 80501 | CO_BOULDER
[10 empty] | 80524 | WY_CHEYENNE
[10 empty] | 80525 | CO_BOULDER
[10 empty] | 80535 | WY_CHEYENNE
[10 empty] | 80537 | CO_BOULDER
[10 empty] | 80545 | WY_CHEYENNE
[10 empty] | 80546 | CO_BOULDER
[10 empty] | 80549 | WY_CHEYENNE
[10 empty] | 80550 | CO_BOULDER
[10 empty] | 80610 | WY_CHEYENNE
[10 empty] | 80614 | CO_BOULDER
[10 empty] | 80615 | WY_CHEYENNE
[10 empty] | 80620 | CO_BOULDER
[10 empty] | 80622 | WY_CHEYENNE
[10 empty] | 80623 | CO_BOULDER
[10 empty] | 80624 | WY_CHEYENNE
[10 empty] | 80631 | CO_BOULDER
[10 empty] | 80648 | WY_CHEYENNE
[10 empty] | 80651 | CO_BOULDER
[10 empty] | 80653 | WY_CHEYENNE
[10 empty] | 80654 | CO_BOULDER
[10 empty] | 80720 | KS_GOODLAND
[10 empty] | 80721 | NE_NORTH_PLATTE
[10 empty] | 80722 | NE_SCOTTSBLUFF
[10 empty] | 80723 | CO_BOULDER
[10 empty] | 80726 | NE_SCOTTSBLUFF
[10 empty] | 80727 | KS_GOODLAND
[10 empty] | 80728 | NE_SCOTTSBLUFF
[10 empty] | 80729 | WY_CHEYENNE
[10 empty] | 80731 | KS_GOODLAND
[10 empty] | 80732 | WY_CHEYENNE
[10 empty] | 80734 | KS_GOODLAND
[10 empty] | 80736 | NE_SCOTTSBLUFF
[10 empty] | 80737 | NE_NORTH_PLATTE
[10 empty] | 80740 | KS_GOODLAND
[10 empty] | 80741 | WY_CHEYENNE
[10 empty] | 80743 | KS_GOODLAND
[10 empty] | 80744 | NE_NORTH_PLATTE
[10 empty] | 80745 | NE_SCOTTSBLUFF
[10 empty] | 80746 | KS_GOODLAND
[10 empty] | 80747 | NE_SCOTTSBLUFF
[10 empty] | 80750 | WY_CHEYENNE
[10 empty] | 80751 | NE_SCOTTSBLUFF
[10 empty] | 80754 | WY_CHEYENNE
[10 empty] | 80755 | KS_GOODLAND
[10 empty] | 80757 | CO_BOULDER
[10 empty] | 80758 | KS_GOODLAND
[10 empty] | 80804 | CO_COLORADO_SPRINGS
[10 empty] | 80805 | KS_GOODLAND
[10 empty] | 80808 | CO_COLORADO_SPRINGS
[10 empty] | 80810 | KS_GOODLAND
[10 empty] | 80813 | CO_COLORADO_SPRINGS
[10 empty] | 80815 | KS_GOODLAND
[10 empty] | 80816 | CO_COLORADO_SPRINGS
[10 empty] | 80822 | KS_GOODLAND
[10 empty] | 80823 | CO_PUEBLO
[10 empty] | 80824 | KS_GOODLAND
[10 empty] | 80826 | CO_COLORADO_SPRINGS
[10 empty] | 80834 | KS_GOODLAND
[10 empty] | 80835 | CO_COLORADO_SPRINGS
[10 empty] | 80836 | KS_GOODLAND
[10 empty] | 80840 | CO_COLORADO_SPRINGS
[10 empty] | 80861 | KS_GOODLAND
[10 empty] | 80863 | CO_COLORADO_SPRINGS
[10 empty] | 81001 | CO_PUEBLO
[10 empty] | 81024 | CO_ALAMOSA
[10 empty] | 81025 | CO_PUEBLO
[10 empty] | 81036 | KS_GOODLAND
[10 empty] | 81038 | CO_PUEBLO
[10 empty] | 81040 | CO_ALAMOSA
[10 empty] | 81041 | KS_GOODLAND
[10 empty] | 81042 | CO_ALAMOSA
[10 empty] | 81043 | KS_GOODLAND
[10 empty] | 81044 | CO_PUEBLO
[10 empty] | 81047 | KS_GOODLAND
[10 empty] | 81049 | CO_PUEBLO
[10 empty] | 81052 | KS_GOODLAND
[10 empty] | 81054 | CO_PUEBLO
[10 empty] | 81055 | CO_ALAMOSA
[10 empty] | 81057 | CO_PUEBLO
[10 empty] | 81066 | CO_ALAMOSA
[10 empty] | 81067 | CO_PUEBLO
[10 empty] | 81071 | KS_GOODLAND
[10 empty] | 81073 | CO_PUEBLO
[10 empty] | 81074 | CO_ALAMOSA
[10 empty] | 81076 | CO_PUEBLO
[10 empty] | 81084 | KS_DODGE_CITY
[10 empty] | 81087 | CO_PUEBLO
[10 empty] | 81090 | KS_DODGE_CITY
[10 empty] | 81091 | CO_ALAMOSA
[10 empty] | 81092 | KS_GOODLAND
[10 empty] | 81101 | CO_ALAMOSA
[10 empty] | 81201 | CO_COLORADO_SPRINGS
[10 empty] | 81210 | CO_EAGLE
[10 empty] | 81212 | CO_COLORADO_SPRINGS
[10 empty] | 81215 | CO_PUEBLO
[10 empty] | 81220 | CO_GRAND_JUNCTION
[10 empty] | 81221 | CO_PUEBLO
[10 empty] | 81222 | CO_ALAMOSA
[10 empty] | 81223 | CO_COLORADO_SPRINGS
[10 empty] | 81224 | CO_EAGLE
[10 empty] | 81226 | CO_PUEBLO
[10 empty] | 81227 | CO_ALAMOSA
[10 empty] | 81228 | CO_EAGLE
[10 empty] | 81232 | CO_ALAMOSA
[10 empty] | 81233 | CO_COLORADO_SPRINGS
[10 empty] | 81235 | CO_ALAMOSA
[10 empty] | 81236 | CO_EAGLE
[10 empty] | 81240 | CO_PUEBLO
[10 empty] | 81241 | CO_EAGLE
[10 empty] | 81242 | CO_ALAMOSA
[10 empty] | 81243 | CO_GRAND_JUNCTION
[10 empty] | 81244 | CO_PUEBLO
[10 empty] | 81246 | CO_COLORADO_SPRINGS
[10 empty] | 81247 | CO_GRAND_JUNCTION
[10 empty] | 81248 | CO_ALAMOSA
[10 empty] | 81251 | CO_EAGLE
[10 empty] | 81252 | CO_ALAMOSA
[10 empty] | 81253 | CO_PUEBLO
[10 empty] | 81301 | CO_ALAMOSA
[10 empty] | 81320 | CO_GRAND_JUNCTION
[10 empty] | 81326 | CO_ALAMOSA
[10 empty] | 81327 | CO_GRAND_JUNCTION
[10 empty] | 81329 | CO_ALAMOSA
[10 empty] | 81330 | CO_GRAND_JUNCTION
[10 empty] | 81433 | CO_ALAMOSA
[10 empty] | 81434 | CO_EAGLE
[10 empty] | 81435 | CO_GRAND_JUNCTION
[10 empty] | 81601 | CO_EAGLE
[10 empty] | 81610 | CO_GRAND_JUNCTION
[10 empty] | 81611 | CO_EAGLE
[10 empty] | 81624 | CO_GRAND_JUNCTION
[10 empty] | 81625 | CO_EAGLE
[10 empty] | 81630 | CO_GRAND_JUNCTION
[10 empty] | 81631 | CO_EAGLE
[10 empty] | 81633 | WY_ROCK_SPRINGS
[10 empty] | 81635 | CO_GRAND_JUNCTION
[10 empty] | 81637 | CO_EAGLE
[10 empty] | 81643 | CO_GRAND_JUNCTION
[10 empty] | 81645 | CO_EAGLE
[10 empty] | 81646 | CO_GRAND_JUNCTION
[10 empty] | 81647 | CO_EAGLE
[10 empty] | 81648 | CO_GRAND_JUNCTION
[10 empty] | 81649 | CO_EAGLE
[10 empty] | 82001 | WY_CHEYENNE
[10 empty] | 82050 | NE_SCOTTSBLUFF
[10 empty] | 82051 | WY_CHEYENNE
[10 empty] | 82190 | MT_BILLINGS
[10 empty] | 82201 | WY_CHEYENNE
[10 empty] | 82212 | NE_SCOTTSBLUFF
[10 empty] | 82224 | WY_CASPER
[10 empty] | 82225 | NE_SCOTTSBLUFF
[10 empty] | 82229 | WY_CASPER
[10 empty] | 82240 | NE_SCOTTSBLUFF
[10 empty] | 82301 | WY_CASPER
[10 empty] | 82310 | WY_LANDER
[10 empty] | 82321 | WY_ROCK_SPRINGS
[10 empty] | 82322 | WY_LANDER
[10 empty] | 82323 | WY_ROCK_SPRINGS
[10 empty] | 82324 | WY_CASPER
[10 empty] | 82325 | WY_CHEYENNE
[10 empty] | 82327 | WY_CASPER
[10 empty] | 82331 | WY_CHEYENNE
[10 empty] | 82332 | WY_ROCK_SPRINGS
[10 empty] | 82334 | WY_CASPER
[10 empty] | 82336 | WY_ROCK_SPRINGS
[10 empty] | 82401 | WY_SHERIDAN
[10 empty] | 82412 | MT_BILLINGS
[10 empty] | 82422 | WY_SHERIDAN
[10 empty] | 82423 | MT_BILLINGS
[10 empty] | 82426 | WY_SHERIDAN
[10 empty] | 82427 | WY_LANDER
[10 empty] | 82428 | WY_SHERIDAN
[10 empty] | 82430 | WY_LANDER
[10 empty] | 82431 | MT_BILLINGS
[10 empty] | 82432 | WY_SHERIDAN
[10 empty] | 82433 | WY_LANDER
[10 empty] | 82434 | WY_SHERIDAN
[10 empty] | 82435 | MT_BILLINGS
[10 empty] | 82441 | WY_SHERIDAN
[10 empty] | 82443 | WY_LANDER
[10 empty] | 82450 | MT_BILLINGS
[10 empty] | 82501 | WY_LANDER
[10 empty] | 82601 | WY_CASPER
[10 empty] | 82649 | WY_LANDER
[10 empty] | 82701 | SD_RAPID_CITY
[10 empty] | 82716 | WY_SHERIDAN
[10 empty] | 82720 | SD_RAPID_CITY
[10 empty] | 82725 | WY_SHERIDAN
[10 empty] | 82729 | SD_RAPID_CITY
[10 empty] | 82731 | WY_SHERIDAN
[10 empty] | 82901 | WY_ROCK_SPRINGS
[10 empty] | 82922 | WY_LANDER
[10 empty] | 82929 | WY_ROCK_SPRINGS
[10 empty] | 82930 | UT_SALT_LAKE_CITY
[10 empty] | 82932 | WY_ROCK_SPRINGS
[10 empty] | 82941 | WY_LANDER
[10 empty] | 82942 | WY_ROCK_SPRINGS
[10 empty] | 83001 | ID_POCATELLO
[10 empty] | 83011 | WY_LANDER
[10 empty] | 83012 | ID_POCATELLO
[10 empty] | 83013 | WY_LANDER
[10 empty] | 83014 | ID_POCATELLO
[10 empty] | 83101 | WY_ROCK_SPRINGS
[10 empty] | 83110 | ID_POCATELLO
[10 empty] | 83113 | WY_LANDER
[10 empty] | 83114 | ID_POCATELLO
[10 empty] | 83115 | WY_LANDER
[10 empty] | 83116 | WY_ROCK_SPRINGS
[10 empty] | 83118 | ID_POCATELLO
[10 empty] | 83121 | WY_ROCK_SPRINGS
[10 empty] | 83122 | ID_POCATELLO
[10 empty] | 83123 | WY_ROCK_SPRINGS
[10 empty] | 83126 | ID_POCATELLO
[10 empty] | 83226 | ID_BOISE
[10 empty] | 83228 | ID_POCATELLO
[10 empty] | 83229 | MT_MISSOULA
[10 empty] | 83230 | ID_POCATELLO
[10 empty] | 83235 | ID_BOISE
[10 empty] | 83236 | ID_POCATELLO
[10 empty] | 83253 | ID_BOISE
[10 empty] | 83254 | ID_POCATELLO
[10 empty] | 83278 | ID_BOISE
[10 empty] | 83280 | ID_POCATELLO
[10 empty] | 83302 | NV_ELKO
[10 empty] | 83303 | ID_POCATELLO
[10 empty] | 83314 | ID_BOISE
[10 empty] | 83318 | ID_POCATELLO
[10 empty] | 83321 | ID_BOISE
[10 empty] | 83323 | ID_POCATELLO
[10 empty] | 83327 | ID_BOISE
[10 empty] | 83328 | ID_POCATELLO
[10 empty] | 83330 | ID_BOISE
[10 empty] | 83334 | ID_POCATELLO
[10 empty] | 83337 | ID_BOISE
[10 empty] | 83338 | ID_POCATELLO
[10 empty] | 83340 | ID_BOISE
[10 empty] | 83341 | ID_POCATELLO
[10 empty] | 83352 | ID_BOISE
[10 empty] | 83401 | ID_POCATELLO
[10 empty] | 83462 | MT_MISSOULA
[10 empty] | 83464 | ID_POCATELLO
[10 empty] | 83466 | MT_MISSOULA
[10 empty] | 83501 | WA_SPOKANE
[10 empty] | 83525 | MT_MISSOULA
[10 empty] | 83526 | WA_SPOKANE
[10 empty] | 83530 | MT_MISSOULA
[10 empty] | 83535 | WA_SPOKANE
[10 empty] | 83536 | MT_MISSOULA
[10 empty] | 83537 | WA_SPOKANE
[10 empty] | 83538 | OR_PENDLETON
[10 empty] | 83539 | MT_MISSOULA
[10 empty] | 83540 | WA_SPOKANE
[10 empty] | 83542 | OR_PENDLETON
[10 empty] | 83543 | MT_MISSOULA
[10 empty] | 83544 | WA_SPOKANE
[10 empty] | 83546 | MT_MISSOULA
[10 empty] | 83547 | ID_BOISE
[10 empty] | 83548 | WA_SPOKANE
[10 empty] | 83549 | OR_PENDLETON
[10 empty] | 83551 | WA_SPOKANE
[10 empty] | 83552 | MT_MISSOULA
[10 empty] | 83554 | OR_PENDLETON
[10 empty] | 83555 | WA_SPOKANE
[10 empty] | 83601 | ID_BOISE
[10 empty] | 83801 | WA_SPOKANE
[10 empty] | 83802 | MT_MISSOULA
[10 empty] | 83803 | WA_SPOKANE
[10 empty] | 83826 | MT_KALISPELL
[10 empty] | 83827 | WA_SPOKANE
[10 empty] | 83845 | MT_KALISPELL
[10 empty] | 83846 | WA_SPOKANE
[10 empty] | 84001 | UT_SALT_LAKE_CITY
[10 empty] | 84008 | CO_GRAND_JUNCTION
[10 empty] | 84010 | UT_SALT_LAKE_CITY
[10 empty] | 84023 | WY_ROCK_SPRINGS
[10 empty] | 84024 | UT_SALT_LAKE_CITY
[10 empty] | 84026 | WY_ROCK_SPRINGS
[10 empty] | 84027 | UT_SALT_LAKE_CITY
[10 empty] | 84030 | WY_ROCK_SPRINGS
[10 empty] | 84031 | UT_SALT_LAKE_CITY
[10 empty] | 84034 | NV_ELY
[10 empty] | 84035 | WY_ROCK_SPRINGS
[10 empty] | 84036 | UT_SALT_LAKE_CITY
[10 empty] | 84039 | WY_ROCK_SPRINGS
[10 empty] | 84040 | UT_SALT_LAKE_CITY
[10 empty] | 84046 | WY_ROCK_SPRINGS
[10 empty] | 84047 | UT_SALT_LAKE_CITY
[10 empty] | 84053 | WY_ROCK_SPRINGS
[10 empty] | 84054 | UT_SALT_LAKE_CITY
[10 empty] | 84063 | WY_ROCK_SPRINGS
[10 empty] | 84064 | UT_SALT_LAKE_CITY
[10 empty] | 84066 | WY_ROCK_SPRINGS
[10 empty] | 84067 | UT_SALT_LAKE_CITY
[10 empty] | 84076 | WY_ROCK_SPRINGS
[10 empty] | 84080 | UT_SALT_LAKE_CITY
[10 empty] | 84083 | NV_ELKO
[10 empty] | 84084 | UT_SALT_LAKE_CITY
[10 empty] | 84085 | WY_ROCK_SPRINGS
[10 empty] | 84086 | UT_SALT_LAKE_CITY
[10 empty] | 84305 | ID_POCATELLO
[10 empty] | 84306 | UT_SALT_LAKE_CITY
[10 empty] | 84308 | ID_POCATELLO
[10 empty] | 84309 | UT_SALT_LAKE_CITY
[10 empty] | 84313 | ID_POCATELLO
[10 empty] | 84314 | UT_SALT_LAKE_CITY
[10 empty] | 84320 | ID_POCATELLO
[10 empty] | 84321 | UT_SALT_LAKE_CITY
[10 empty] | 84329 | ID_POCATELLO
[10 empty] | 84332 | UT_SALT_LAKE_CITY
[10 empty] | 84333 | ID_POCATELLO
[10 empty] | 84334 | UT_SALT_LAKE_CITY
[10 empty] | 84336 | ID_POCATELLO
[10 empty] | 84337 | UT_SALT_LAKE_CITY
[10 empty] | 84510 | CO_GRAND_JUNCTION
[10 empty] | 84513 | UT_SALT_LAKE_CITY
[10 empty] | 84515 | CO_GRAND_JUNCTION
[10 empty] | 84516 | UT_SALT_LAKE_CITY
[10 empty] | 84520 | CO_GRAND_JUNCTION
[10 empty] | 84521 | UT_SALT_LAKE_CITY
[10 empty] | 84522 | UT_CEDAR_CITY
[10 empty] | 84523 | UT_SALT_LAKE_CITY
[10 empty] | 84525 | CO_GRAND_JUNCTION
[10 empty] | 84526 | UT_SALT_LAKE_CITY
[10 empty] | 84530 | CO_GRAND_JUNCTION
[10 empty] | 84536 | AZ_FLAGSTAFF
[10 empty] | 84537 | UT_SALT_LAKE_CITY
[10 empty] | 84539 | CO_GRAND_JUNCTION
[10 empty] | 84542 | UT_SALT_LAKE_CITY
[10 empty] | 84620 | UT_CEDAR_CITY
[10 empty] | 84622 | UT_SALT_LAKE_CITY
[10 empty] | 84631 | UT_CEDAR_CITY
[10 empty] | 84632 | UT_SALT_LAKE_CITY
[10 empty] | 84636 | UT_CEDAR_CITY
[10 empty] | 84638 | UT_SALT_LAKE_CITY
[10 empty] | 84644 | UT_CEDAR_CITY
[10 empty] | 84645 | UT_SALT_LAKE_CITY
[10 empty] | 84652 | UT_CEDAR_CITY
[10 empty] | 84653 | UT_SALT_LAKE_CITY
[10 empty] | 84654 | UT_CEDAR_CITY
[10 empty] | 84655 | UT_SALT_LAKE_CITY
[10 empty] | 84657 | UT_CEDAR_CITY
[10 empty] | 84660 | UT_SALT_LAKE_CITY
[10 empty] | 84701 | UT_CEDAR_CITY
[10 empty] | 84728 | NV_ELY
[10 empty] | 84729 | UT_CEDAR_CITY
[10 empty] | 84734 | CO_GRAND_JUNCTION
[10 empty] | 84735 | UT_CEDAR_CITY
[10 empty] | 85001 | AZ_PHOENIX
[10 empty] | 85235 | AZ_TUCSON
[10 empty] | 85236 | AZ_PHOENIX
[10 empty] | 85237 | AZ_TUCSON
[10 empty] | 85239 | AZ_PHOENIX
[10 empty] | 85241 | AZ_TUCSON
[10 empty] | 85242 | AZ_PHOENIX
[10 empty] | 85245 | AZ_TUCSON
[10 empty] | 85246 | AZ_PHOENIX
[10 empty] | 85292 | AZ_TUCSON
[10 empty] | 85296 | AZ_PHOENIX
[10 empty] | 85320 | AZ_PRESCOTT
[10 empty] | 85321 | AZ_PHOENIX
[10 empty] | 85324 | AZ_PRESCOTT
[10 empty] | 85326 | AZ_PHOENIX
[10 empty] | 85328 | AZ_PRESCOTT
[10 empty] | 85329 | AZ_PHOENIX
[10 empty] | 85332 | AZ_PRESCOTT
[10 empty] | 85333 | AZ_PHOENIX
[10 empty] | 85334 | AZ_PRESCOTT
[10 empty] | 85335 | AZ_PHOENIX
[10 empty] | 85336 | CA_SAN_DIEGO
[10 empty] | 85337 | AZ_PHOENIX
[10 empty] | 85341 | AZ_TUCSON
[10 empty] | 85342 | AZ_PHOENIX
[10 empty] | 85344 | AZ_PRESCOTT
[10 empty] | 85345 | AZ_PHOENIX
[10 empty] | 85346 | AZ_PRESCOTT
[10 empty] | 85347 | AZ_PHOENIX
[10 empty] | 85348 | AZ_PRESCOTT
[10 empty] | 85349 | CA_SAN_DIEGO
[10 empty] | 85351 | AZ_PHOENIX
[10 empty] | 85357 | AZ_PRESCOTT
[10 empty] | 85361 | AZ_PHOENIX
[10 empty] | 85362 | AZ_PRESCOTT
[10 empty] | 85363 | AZ_PHOENIX
[10 empty] | 85364 | CA_SAN_DIEGO
[10 empty] | 85371 | AZ_PRESCOTT
[10 empty] | 85372 | AZ_PHOENIX
[10 empty] | 85530 | AZ_TUCSON
[10 empty] | 85532 | AZ_PHOENIX
[10 empty] | 85533 | AZ_TUCSON
[10 empty] | 85539 | AZ_PHOENIX
[10 empty] | 85540 | AZ_TUCSON
[10 empty] | 85541 | AZ_PHOENIX
[10 empty] | 85542 | AZ_TUCSON
[10 empty] | 85544 | AZ_FLAGSTAFF
[10 empty] | 85545 | AZ_PHOENIX
[10 empty] | 85546 | AZ_TUCSON
[10 empty] | 85547 | AZ_FLAGSTAFF
[10 empty] | 85548 | AZ_TUCSON
[10 empty] | 85553 | AZ_PHOENIX
[10 empty] | 85601 | AZ_TUCSON
[10 empty] | 85901 | AZ_FLAGSTAFF
[10 empty] | 85911 | AZ_PHOENIX
[10 empty] | 85912 | AZ_FLAGSTAFF
[10 empty] | 85920 | AZ_TUCSON
[10 empty] | 85923 | AZ_FLAGSTAFF
[10 empty] | 85926 | AZ_PHOENIX
[10 empty] | 85927 | AZ_FLAGSTAFF
[10 empty] | 85932 | AZ_TUCSON
[10 empty] | 85933 | AZ_FLAGSTAFF
[10 empty] | 85941 | AZ_PHOENIX
[10 empty] | 85942 | AZ_FLAGSTAFF
[10 empty] | 86021 | UT_CEDAR_CITY
[10 empty] | 86023 | AZ_FLAGSTAFF
[10 empty] | 86036 | UT_CEDAR_CITY
[10 empty] | 86038 | AZ_FLAGSTAFF
[10 empty] | 86040 | UT_CEDAR_CITY
[10 empty] | 86042 | AZ_FLAGSTAFF
[10 empty] | 86301 | AZ_PRESCOTT
[10 empty] | 86325 | AZ_FLAGSTAFF
[10 empty] | 86326 | AZ_PRESCOTT
[10 empty] | 86335 | AZ_FLAGSTAFF
[10 empty] | 86337 | AZ_PRESCOTT
[10 empty] | 86339 | AZ_FLAGSTAFF
[10 empty] | 86343 | AZ_PRESCOTT
[10 empty] | 86351 | AZ_FLAGSTAFF
[10 empty] | 86401 | NV_LAS_VEGAS
[10 empty] | 86403 | AZ_PRESCOTT
[10 empty] | 86413 | NV_LAS_VEGAS
[10 empty] | 86432 | UT_CEDAR_CITY
[10 empty] | 86433 | NV_LAS_VEGAS
[10 empty] | 86434 | AZ_PRESCOTT
[10 empty] | 86435 | AZ_FLAGSTAFF
[10 empty] | 86436 | NV_LAS_VEGAS
[10 empty] | 86438 | AZ_PRESCOTT
[10 empty] | 86439 | NV_LAS_VEGAS
[10 empty] | 86502 | AZ_FLAGSTAFF
[10 empty] | 86504 | NM_ALBUQUERQUE
[10 empty] | 86505 | AZ_FLAGSTAFF
[10 empty] | 86508 | NM_ALBUQUERQUE
[10 empty] | 86510 | AZ_FLAGSTAFF
[10 empty] | 86511 | NM_ALBUQUERQUE
[10 empty] | 86512 | AZ_FLAGSTAFF
[10 empty] | 86514 | CO_GRAND_JUNCTION
[10 empty] | 86515 | NM_ALBUQUERQUE
[10 empty] | 86520 | AZ_FLAGSTAFF
[10 empty] | 86544 | CO_GRAND_JUNCTION
[10 empty] | 86545 | AZ_FLAGSTAFF
[10 empty] | 87001 | NM_ALBUQUERQUE
[10 empty] | 87401 | CO_ALAMOSA
[10 empty] | 87420 | CO_GRAND_JUNCTION
[10 empty] | 87455 | NM_ALBUQUERQUE
[10 empty] | 87499 | CO_ALAMOSA
[10 empty] | 87500 | NM_ALBUQUERQUE
[10 empty] | 87512 | CO_ALAMOSA
[10 empty] | 87516 | NM_ALBUQUERQUE
[10 empty] | 87517 | CO_ALAMOSA
[10 empty] | 87521 | NM_ALBUQUERQUE
[10 empty] | 87524 | CO_ALAMOSA
[10 empty] | 87532 | NM_ALBUQUERQUE
[10 empty] | 87539 | CO_ALAMOSA
[10 empty] | 87540 | NM_ALBUQUERQUE
[10 empty] | 87543 | CO_ALAMOSA
[10 empty] | 87544 | NM_ALBUQUERQUE
[10 empty] | 87549 | CO_ALAMOSA
[10 empty] | 87552 | NM_ALBUQUERQUE
[10 empty] | 87553 | CO_ALAMOSA
[10 empty] | 87560 | NM_ALBUQUERQUE
[10 empty] | 87564 | CO_ALAMOSA
[10 empty] | 87565 | NM_ALBUQUERQUE
[10 empty] | 87571 | CO_ALAMOSA
[10 empty] | 87573 | NM_ALBUQUERQUE
[10 empty] | 87575 | CO_ALAMOSA
[10 empty] | 87576 | NM_ALBUQUERQUE
[10 empty] | 87577 | CO_ALAMOSA
[10 empty] | 87578 | NM_ALBUQUERQUE
[10 empty] | 87579 | CO_ALAMOSA
[10 empty] | 87581 | NM_ALBUQUERQUE
[10 empty] | 87710 | CO_ALAMOSA
[10 empty] | 87711 | NM_TUCUMCARI
[10 empty] | 87712 | NM_ALBUQUERQUE
[10 empty] | 87713 | CO_ALAMOSA
[10 empty] | 87715 | NM_ALBUQUERQUE
[10 empty] | 87718 | CO_ALAMOSA
[10 empty] | 87723 | NM_ALBUQUERQUE
[10 empty] | 87724 | NM_TUCUMCARI
[10 empty] | 87728 | CO_ALAMOSA
[10 empty] | 87730 | NM_TUCUMCARI
[10 empty] | 87731 | NM_ALBUQUERQUE
[10 empty] | 87733 | NM_TUCUMCARI
[10 empty] | 87734 | CO_ALAMOSA
[10 empty] | 87735 | NM_TUCUMCARI
[10 empty] | 87736 | NM_ALBUQUERQUE
[10 empty] | 87740 | CO_ALAMOSA
[10 empty] | 87742 | NM_ALBUQUERQUE
[10 empty] | 87743 | NM_TUCUMCARI
[10 empty] | 87745 | NM_ALBUQUERQUE
[10 empty] | 87746 | NM_TUCUMCARI
[10 empty] | 87749 | CO_ALAMOSA
[10 empty] | 87750 | NM_TUCUMCARI
[10 empty] | 87801 | NM_ALBUQUERQUE
[10 empty] | 87901 | TX_EL_PASO
[10 empty] | 87939 | NM_ALBUQUERQUE
[10 empty] | 87940 | TX_EL_PASO
[10 empty] | 88009 | AZ_TUCSON
[10 empty] | 88011 | TX_EL_PASO
[10 empty] | 88020 | AZ_TUCSON
[10 empty] | 88021 | TX_EL_PASO
[10 empty] | 88025 | AZ_TUCSON
[10 empty] | 88026 | TX_EL_PASO
[10 empty] | 88028 | AZ_TUCSON
[10 empty] | 88029 | TX_EL_PASO
[10 empty] | 88038 | AZ_TUCSON
[10 empty] | 88040 | TX_EL_PASO
[10 empty] | 88045 | AZ_TUCSON
[10 empty] | 88046 | TX_EL_PASO
[10 empty] | 88051 | AZ_TUCSON
[10 empty] | 88052 | TX_EL_PASO
[10 empty] | 88055 | AZ_TUCSON
[10 empty] | 88058 | TX_EL_PASO
[10 empty] | 88101 | NM_TUCUMCARI
[10 empty] | 88113 | TX_LUBBOCK
[10 empty] | 88115 | NM_TUCUMCARI
[10 empty] | 88123 | TX_LUBBOCK
[10 empty] | 88124 | NM_TUCUMCARI
[10 empty] | 88125 | TX_LUBBOCK
[10 empty] | 88130 | NM_TUCUMCARI
[10 empty] | 88132 | TX_LUBBOCK
[10 empty] | 88133 | NM_TUCUMCARI
[10 empty] | 88210 | TX_EL_PASO
[10 empty] | 88213 | TX_LUBBOCK
[10 empty] | 88220 | TX_MIDLAND
[10 empty] | 88230 | NM_TUCUMCARI
[10 empty] | 88231 | TX_MIDLAND
[10 empty] | 88250 | TX_EL_PASO
[10 empty] | 88252 | TX_MIDLAND
[10 empty] | 88253 | NM_TUCUMCARI
[10 empty] | 88254 | TX_EL_PASO
[10 empty] | 88255 | TX_MIDLAND
[10 empty] | 88262 | TX_LUBBOCK
[10 empty] | 88263 | TX_MIDLAND
[10 empty] | 88267 | TX_LUBBOCK
[10 empty] | 88268 | TX_EL_PASO
[10 empty] | 88301 | NM_ALBUQUERQUE
[10 empty] | 88310 | TX_EL_PASO
[10 empty] | 88316 | NM_ALBUQUERQUE
[10 empty] | 88317 | TX_EL_PASO
[10 empty] | 88318 | NM_ALBUQUERQUE
[10 empty] | 88324 | TX_EL_PASO
[10 empty] | 88338 | NM_ALBUQUERQUE
[10 empty] | 88339 | TX_EL_PASO
[10 empty] | 88341 | NM_ALBUQUERQUE
[10 empty] | 88342 | TX_EL_PASO
[10 empty] | 88351 | NM_ALBUQUERQUE
[10 empty] | 88352 | TX_EL_PASO
[10 empty] | 88353 | NM_ALBUQUERQUE
[10 empty] | 88354 | TX_EL_PASO
[10 empty] | 88401 | NM_TUCUMCARI
[10 empty] | 88419 | CO_PUEBLO
[10 empty] | 88421 | NM_TUCUMCARI
[10 empty] | 88510 | TX_EL_PASO
[10 empty] | 88901 | NV_LAS_VEGAS
[10 empty] | 89003 | NV_TONOPAH
[10 empty] | 89004 | NV_LAS_VEGAS
[10 empty] | 89008 | UT_CEDAR_CITY
[10 empty] | 89009 | NV_LAS_VEGAS
[10 empty] | 89010 | NV_TONOPAH
[10 empty] | 89011 | NV_LAS_VEGAS
[10 empty] | 89013 | NV_TONOPAH
[10 empty] | 89014 | NV_LAS_VEGAS
[10 empty] | 89022 | NV_TONOPAH
[10 empty] | 89023 | NV_LAS_VEGAS
[10 empty] | 89042 | UT_CEDAR_CITY
[10 empty] | 89045 | NV_TONOPAH
[10 empty] | 89046 | NV_LAS_VEGAS
[10 empty] | 89047 | NV_TONOPAH
[10 empty] | 89048 | NV_LAS_VEGAS
[10 empty] | 89049 | NV_TONOPAH
[10 empty] | 89053 | NV_LAS_VEGAS
[10 empty] | 89301 | NV_ELY
[10 empty] | 89310 | NV_TONOPAH
[10 empty] | 89311 | NV_ELY
[10 empty] | 89402 | NV_RENO
[10 empty] | 89404 | NV_WINNEMUCCA
[10 empty] | 89405 | NV_RENO
[10 empty] | 89409 | NV_TONOPAH
[10 empty] | 89410 | NV_RENO
[10 empty] | 89414 | NV_WINNEMUCCA
[10 empty] | 89415 | NV_TONOPAH
[10 empty] | 89418 | NV_WINNEMUCCA
[10 empty] | 89420 | NV_TONOPAH
[10 empty] | 89421 | NV_WINNEMUCCA
[10 empty] | 89422 | NV_TONOPAH
[10 empty] | 89423 | NV_RENO
[10 empty] | 89425 | NV_WINNEMUCCA
[10 empty] | 89427 | NV_RENO
[10 empty] | 89438 | NV_WINNEMUCCA
[10 empty] | 89439 | NV_RENO
[10 empty] | 89445 | NV_WINNEMUCCA
[10 empty] | 89447 | NV_RENO
[10 empty] | 89801 | NV_ELKO
[10 empty] | 89820 | NV_WINNEMUCCA
[10 empty] | 89821 | NV_ELKO
[10 empty] | 90001 | CA_LOS_ANGELES
[10 empty] | 90022 | CA_LONG_BEACH
[10 empty] | 90023 | CA_LOS_ANGELES
[10 empty] | 90040 | CA_LONG_BEACH
[10 empty] | 90041 | CA_LOS_ANGELES
[10 empty] | 90091 | CA_LONG_BEACH
[10 empty] | 90093 | CA_LOS_ANGELES
[10 empty] | 90201 | CA_LONG_BEACH
[10 empty] | 90209 | CA_LOS_ANGELES
[10 empty] | 90220 | CA_LONG_BEACH
[10 empty] | 90230 | CA_LOS_ANGELES
[10 empty] | 90239 | CA_LONG_BEACH
[10 empty] | 90245 | CA_LOS_ANGELES
[10 empty] | 90262 | CA_LONG_BEACH
[10 empty] | 90263 | CA_LOS_ANGELES
[10 empty] | 90270 | CA_LONG_BEACH
[10 empty] | 90272 | CA_LOS_ANGELES
[10 empty] | 90280 | CA_LONG_BEACH
[10 empty] | 90290 | CA_LOS_ANGELES
[10 empty] | 90502 | CA_LONG_BEACH
[10 empty] | 90503 | CA_LOS_ANGELES
[10 empty] | 90601 | CA_LONG_BEACH
[10 empty] | 91001 | CA_LOS_ANGELES
[10 empty] | 91006 | CA_LONG_BEACH
[10 empty] | 91011 | CA_LOS_ANGELES
[10 empty] | 91016 | CA_LONG_BEACH
[10 empty] | 91020 | CA_LOS_ANGELES
[10 empty] | 91024 | CA_LONG_BEACH
[10 empty] | 91030 | CA_LOS_ANGELES
[10 empty] | 91066 | CA_LONG_BEACH
[10 empty] | 91101 | CA_LOS_ANGELES
[10 empty] | 91701 | CA_LONG_BEACH
[10 empty] | 91801 | CA_LOS_ANGELES
[10 empty] | 91901 | CA_SAN_DIEGO
[10 empty] | 92201 | CA_DAGGETT
[10 empty] | 92210 | CA_SAN_DIEGO
[10 empty] | 92220 | CA_DAGGETT
[10 empty] | 92222 | CA_SAN_DIEGO
[10 empty] | 92223 | CA_DAGGETT
[10 empty] | 92226 | AZ_PRESCOTT
[10 empty] | 92227 | CA_SAN_DIEGO
[10 empty] | 92230 | CA_DAGGETT
[10 empty] | 92231 | CA_SAN_DIEGO
[10 empty] | 92234 | CA_DAGGETT
[10 empty] | 92236 | CA_SAN_DIEGO
[10 empty] | 92239 | CA_DAGGETT
[10 empty] | 92242 | AZ_PRESCOTT
[10 empty] | 92243 | CA_SAN_DIEGO
[10 empty] | 92252 | CA_DAGGETT
[10 empty] | 92253 | CA_SAN_DIEGO
[10 empty] | 92256 | CA_DAGGETT
[10 empty] | 92257 | CA_SAN_DIEGO
[10 empty] | 92258 | CA_DAGGETT
[10 empty] | 92259 | CA_SAN_DIEGO
[10 empty] | 92260 | CA_DAGGETT
[10 empty] | 92261 | CA_SAN_DIEGO
[10 empty] | 92262 | CA_DAGGETT
[10 empty] | 92266 | CA_SAN_DIEGO
[10 empty] | 92267 | AZ_PRESCOTT
[10 empty] | 92268 | CA_DAGGETT
[10 empty] | 92273 | CA_SAN_DIEGO
[10 empty] | 92276 | CA_DAGGETT
[10 empty] | 92280 | AZ_PRESCOTT
[10 empty] | 92281 | CA_SAN_DIEGO
[10 empty] | 92282 | CA_DAGGETT
[10 empty] | 92283 | CA_SAN_DIEGO
[10 empty] | 92284 | CA_DAGGETT
[10 empty] | 92313 | CA_LONG_BEACH
[10 empty] | 92314 | CA_DAGGETT
[10 empty] | 92316 | CA_LONG_BEACH
[10 empty] | 92317 | CA_DAGGETT
[10 empty] | 92318 | CA_LONG_BEACH
[10 empty] | 92320 | CA_DAGGETT
[10 empty] | 92323 | NV_LAS_VEGAS
[10 empty] | 92324 | CA_LONG_BEACH
[10 empty] | 92325 | CA_DAGGETT
[10 empty] | 92328 | NV_LAS_VEGAS
[10 empty] | 92329 | CA_LONG_BEACH
[10 empty] | 92332 | NV_LAS_VEGAS
[10 empty] | 92333 | CA_DAGGETT
[10 empty] | 92334 | CA_LONG_BEACH
[10 empty] | 92338 | CA_DAGGETT
[10 empty] | 92350 | CA_LONG_BEACH
[10 empty] | 92352 | CA_DAGGETT
[10 empty] | 92354 | CA_LONG_BEACH
[10 empty] | 92356 | CA_DAGGETT
[10 empty] | 92357 | CA_LONG_BEACH
[10 empty] | 92359 | CA_DAGGETT
[10 empty] | 92363 | NV_LAS_VEGAS
[10 empty] | 92364 | CA_DAGGETT
[10 empty] | 92366 | NV_LAS_VEGAS
[10 empty] | 92368 | CA_DAGGETT
[10 empty] | 92373 | CA_LONG_BEACH
[10 empty] | 92378 | CA_DAGGETT
[10 empty] | 92384 | NV_LAS_VEGAS
[10 empty] | 92385 | CA_DAGGETT
[10 empty] | 92389 | NV_LAS_VEGAS
[10 empty] | 92391 | CA_DAGGETT
[10 empty] | 92401 | CA_LONG_BEACH
[10 empty] | 92536 | CA_SAN_DIEGO
[10 empty] | 92543 | CA_LONG_BEACH
[10 empty] | 92544 | CA_SAN_DIEGO
[10 empty] | 92545 | CA_LONG_BEACH
[10 empty] | 92549 | CA_SAN_DIEGO
[10 empty] | 92551 | CA_LONG_BEACH
[10 empty] | 92561 | CA_SAN_DIEGO
[10 empty] | 92562 | CA_LONG_BEACH
[10 empty] | 92563 | CA_SAN_DIEGO
[10 empty] | 92567 | CA_LONG_BEACH
[10 empty] | 92583 | CA_DAGGETT
[10 empty] | 92584 | CA_LONG_BEACH
[10 empty] | 92589 | CA_SAN_DIEGO
[10 empty] | 92595 | CA_LONG_BEACH
[10 empty] | 93001 | CA_LOS_ANGELES
[10 empty] | 93013 | CA_SANTA_MARIA
[10 empty] | 93015 | CA_LOS_ANGELES
[10 empty] | 93067 | CA_SANTA_MARIA
[10 empty] | 93093 | CA_LOS_ANGELES
[10 empty] | 93101 | CA_SANTA_MARIA
[10 empty] | 93201 | CA_BAKERSFIELD
[10 empty] | 93202 | CA_FRESNO
[10 empty] | 93203 | CA_BAKERSFIELD
[10 empty] | 93204 | CA_FRESNO
[10 empty] | 93205 | CA_BAKERSFIELD
[10 empty] | 93210 | CA_FRESNO
[10 empty] | 93215 | CA_BAKERSFIELD
[10 empty] | 93221 | CA_FRESNO
[10 empty] | 93222 | CA_BAKERSFIELD
[10 empty] | 93223 | CA_FRESNO
[10 empty] | 93224 | CA_BAKERSFIELD
[10 empty] | 93227 | CA_FRESNO
[10 empty] | 93238 | CA_BAKERSFIELD
[10 empty] | 93239 | CA_FRESNO
[10 empty] | 93240 | CA_BAKERSFIELD
[10 empty] | 93242 | CA_FRESNO
[10 empty] | 93243 | CA_BAKERSFIELD
[10 empty] | 93244 | CA_FRESNO
[10 empty] | 93249 | CA_BAKERSFIELD
[10 empty] | 93254 | CA_SANTA_MARIA
[10 empty] | 93255 | CA_BAKERSFIELD
[10 empty] | 93262 | CA_FRESNO
[10 empty] | 93263 | CA_BAKERSFIELD
[10 empty] | 93266 | CA_FRESNO
[10 empty] | 93267 | CA_BAKERSFIELD
[10 empty] | 93271 | CA_FRESNO
[10 empty] | 93272 | CA_BAKERSFIELD
[10 empty] | 93274 | CA_FRESNO
[10 empty] | 93276 | CA_BAKERSFIELD
[10 empty] | 93277 | CA_FRESNO
[10 empty] | 93280 | CA_BAKERSFIELD
[10 empty] | 93282 | CA_FRESNO
[10 empty] | 93283 | CA_BAKERSFIELD
[10 empty] | 93286 | CA_FRESNO
[10 empty] | 93287 | CA_BAKERSFIELD
[10 empty] | 93291 | CA_FRESNO
[10 empty] | 93301 | CA_BAKERSFIELD
[10 empty] | 93401 | CA_SANTA_MARIA
[10 empty] | 93501 | CA_BAKERSFIELD
[10 empty] | 93510 | CA_LOS_ANGELES
[10 empty] | 93512 | NV_TONOPAH
[10 empty] | 93513 | CA_FRESNO
[10 empty] | 93516 | CA_DAGGETT
[10 empty] | 93517 | NV_RENO
[10 empty] | 93518 | CA_BAKERSFIELD
[10 empty] | 93523 | CA_DAGGETT
[10 empty] | 93526 | CA_FRESNO
[10 empty] | 93527 | CA_BAKERSFIELD
[10 empty] | 93528 | CA_DAGGETT
[10 empty] | 93529 | CA_FRESNO
[10 empty] | 93530 | CA_BAKERSFIELD
[10 empty] | 93532 | CA_LOS_ANGELES
[10 empty] | 93535 | CA_DAGGETT
[10 empty] | 93536 | CA_LOS_ANGELES
[10 empty] | 93541 | CA_FRESNO
[10 empty] | 93542 | CA_BAKERSFIELD
[10 empty] | 93543 | CA_LOS_ANGELES
[10 empty] | 93544 | CA_LONG_BEACH
[10 empty] | 93545 | CA_FRESNO
[10 empty] | 93549 | CA_BAKERSFIELD
[10 empty] | 93550 | CA_LOS_ANGELES
[10 empty] | 93553 | CA_LONG_BEACH
[10 empty] | 93554 | CA_DAGGETT
[10 empty] | 93560 | CA_BAKERSFIELD
[10 empty] | 93562 | CA_DAGGETT
[10 empty] | 93563 | CA_LONG_BEACH
[10 empty] | 93581 | CA_BAKERSFIELD
[10 empty] | 93584 | CA_LOS_ANGELES
[10 empty] | 93592 | CA_DAGGETT
[10 empty] | 93599 | CA_LOS_ANGELES
[10 empty] | 93601 | CA_FRESNO
[10 empty] | 93901 | CA_SAN_FRANCISCO
[10 empty] | 93920 | CA_SANTA_MARIA
[10 empty] | 93921 | CA_SAN_FRANCISCO
[10 empty] | 93927 | CA_FRESNO
[10 empty] | 93928 | CA_SANTA_MARIA
[10 empty] | 93930 | CA_FRESNO
[10 empty] | 93932 | CA_SANTA_MARIA
[10 empty] | 93933 | CA_SAN_FRANCISCO
[10 empty] | 93954 | CA_FRESNO
[10 empty] | 93955 | CA_SAN_FRANCISCO
[10 empty] | 93960 | CA_FRESNO
[10 empty] | 93962 | CA_SAN_FRANCISCO
[10 empty] | 94203 | CA_SACRAMENTO
[10 empty] | 94301 | CA_SAN_FRANCISCO
[10 empty] | 94508 | CA_SACRAMENTO
[10 empty] | 94510 | CA_SAN_FRANCISCO
[10 empty] | 94511 | CA_SACRAMENTO
[10 empty] | 94516 | CA_SAN_FRANCISCO
[10 empty] | 94531 | CA_SACRAMENTO
[10 empty] | 94536 | CA_SAN_FRANCISCO
[10 empty] | 94548 | CA_SACRAMENTO
[10 empty] | 94549 | CA_SAN_FRANCISCO
[10 empty] | 94558 | CA_SACRAMENTO
[10 empty] | 94560 | CA_SAN_FRANCISCO
[10 empty] | 94561 | CA_SACRAMENTO
[10 empty] | 94563 | CA_SAN_FRANCISCO
[10 empty] | 94567 | CA_SACRAMENTO
[10 empty] | 94568 | CA_SAN_FRANCISCO
[10 empty] | 94571 | CA_SACRAMENTO
[10 empty] | 94572 | CA_SAN_FRANCISCO
[10 empty] | 94573 | CA_SACRAMENTO
[10 empty] | 94575 | CA_SAN_FRANCISCO
[10 empty] | 94576 | CA_SACRAMENTO
[10 empty] | 94577 | CA_SAN_FRANCISCO
[10 empty] | 94581 | CA_SACRAMENTO
[10 empty] | 94582 | CA_SAN_FRANCISCO
[10 empty] | 94585 | CA_SACRAMENTO
[10 empty] | 94586 | CA_SAN_FRANCISCO
[10 empty] | 94599 | CA_SACRAMENTO
[10 empty] | 94601 | CA_SAN_FRANCISCO
[10 empty] | 95201 | CA_SACRAMENTO
[10 empty] | 95301 | CA_FRESNO
[10 empty] | 95304 | CA_SACRAMENTO
[10 empty] | 95305 | CA_FRESNO
[10 empty] | 95307 | CA_SACRAMENTO
[10 empty] | 95311 | CA_FRESNO
[10 empty] | 95313 | CA_SAN_FRANCISCO
[10 empty] | 95314 | NV_RENO
[10 empty] | 95315 | CA_FRESNO
[10 empty] | 95316 | CA_SACRAMENTO
[10 empty] | 95317 | CA_FRESNO
[10 empty] | 95319 | CA_SACRAMENTO
[10 empty] | 95321 | CA_FRESNO
[10 empty] | 95323 | CA_SACRAMENTO
[10 empty] | 95324 | CA_FRESNO
[10 empty] | 95326 | CA_SACRAMENTO
[10 empty] | 95329 | CA_FRESNO
[10 empty] | 95330 | CA_SACRAMENTO
[10 empty] | 95333 | CA_FRESNO
[10 empty] | 95335 | CA_SACRAMENTO
[10 empty] | 95338 | CA_FRESNO
[10 empty] | 95346 | CA_SACRAMENTO
[10 empty] | 95347 | CA_FRESNO
[10 empty] | 95350 | CA_SACRAMENTO
[10 empty] | 95360 | CA_SAN_FRANCISCO
[10 empty] | 95361 | CA_SACRAMENTO
[10 empty] | 95363 | CA_SAN_FRANCISCO
[10 empty] | 95364 | CA_SACRAMENTO
[10 empty] | 95365 | CA_FRESNO
[10 empty] | 95366 | CA_SACRAMENTO
[10 empty] | 95369 | CA_FRESNO
[10 empty] | 95370 | CA_SACRAMENTO
[10 empty] | 95374 | CA_FRESNO
[10 empty] | 95375 | CA_SACRAMENTO
[10 empty] | 95376 | CA_SAN_FRANCISCO
[10 empty] | 95379 | CA_SACRAMENTO
[10 empty] | 95385 | CA_SAN_FRANCISCO
[10 empty] | 95386 | CA_SACRAMENTO
[10 empty] | 95387 | CA_SAN_FRANCISCO
[10 empty] | 95388 | CA_FRESNO
[10 empty] | 95390 | CA_SACRAMENTO
[10 empty] | 95401 | CA_SAN_FRANCISCO
[10 empty] | 95410 | CA_ARCATA
[10 empty] | 95412 | CA_SAN_FRANCISCO
[10 empty] | 95415 | CA_SACRAMENTO
[10 empty] | 95416 | CA_SAN_FRANCISCO
[10 empty] | 95417 | CA_ARCATA
[10 empty] | 95418 | CA_SACRAMENTO
[10 empty] | 95419 | CA_SAN_FRANCISCO
[10 empty] | 95420 | CA_ARCATA
[10 empty] | 95421 | CA_SAN_FRANCISCO
[10 empty] | 95422 | CA_SACRAMENTO
[10 empty] | 95427 | CA_ARCATA
[10 empty] | 95430 | CA_SAN_FRANCISCO
[10 empty] | 95432 | CA_SACRAMENTO
[10 empty] | 95433 | CA_SAN_FRANCISCO
[10 empty] | 95435 | CA_SACRAMENTO
[10 empty] | 95436 | CA_SAN_FRANCISCO
[10 empty] | 95437 | CA_ARCATA
[10 empty] | 95439 | CA_SAN_FRANCISCO
[10 empty] | 95441 | CA_SACRAMENTO
[10 empty] | 95442 | CA_SAN_FRANCISCO
[10 empty] | 95443 | CA_SACRAMENTO
[10 empty] | 95444 | CA_SAN_FRANCISCO
[10 empty] | 95448 | CA_SACRAMENTO
[10 empty] | 95450 | CA_SAN_FRANCISCO
[10 empty] | 95451 | CA_SACRAMENTO
[10 empty] | 95452 | CA_SAN_FRANCISCO
[10 empty] | 95453 | CA_SACRAMENTO
[10 empty] | 95454 | CA_ARCATA
[10 empty] | 95457 | CA_SACRAMENTO
[10 empty] | 95459 | CA_SAN_FRANCISCO
[10 empty] | 95460 | CA_ARCATA
[10 empty] | 95461 | CA_SACRAMENTO
[10 empty] | 95462 | CA_SAN_FRANCISCO
[10 empty] | 95463 | CA_SACRAMENTO
[10 empty] | 95465 | CA_SAN_FRANCISCO
[10 empty] | 95466 | CA_SACRAMENTO
[10 empty] | 95468 | CA_SAN_FRANCISCO
[10 empty] | 95469 | CA_SACRAMENTO
[10 empty] | 95471 | CA_SAN_FRANCISCO
[10 empty] | 95481 | CA_SACRAMENTO
[10 empty] | 95486 | CA_SAN_FRANCISCO
[10 empty] | 95488 | CA_ARCATA
[10 empty] | 95492 | CA_SAN_FRANCISCO
[10 empty] | 95493 | CA_SACRAMENTO
[10 empty] | 95497 | CA_SAN_FRANCISCO
[10 empty] | 95501 | CA_ARCATA
[10 empty] | 95601 | CA_SACRAMENTO
[10 empty] | 95655 | CA_FRESNO
[10 empty] | 95656 | CA_SACRAMENTO
[10 empty] | 95701 | NV_RENO
[10 empty] | 95703 | CA_SACRAMENTO
[10 empty] | 95715 | NV_RENO
[10 empty] | 95717 | CA_SACRAMENTO
[10 empty] | 95720 | NV_RENO
[10 empty] | 95722 | CA_SACRAMENTO
[10 empty] | 95724 | NV_RENO
[10 empty] | 95726 | CA_SACRAMENTO
[10 empty] | 95728 | NV_RENO
[10 empty] | 95736 | CA_SACRAMENTO
[10 empty] | 95910 | NV_RENO
[10 empty] | 95912 | CA_SACRAMENTO
[10 empty] | 95915 | NV_RENO
[10 empty] | 95916 | CA_SACRAMENTO
[10 empty] | 95922 | NV_RENO
[10 empty] | 95924 | CA_SACRAMENTO
[10 empty] | 95934 | NV_RENO
[10 empty] | 95935 | CA_SACRAMENTO
[10 empty] | 95936 | NV_RENO
[10 empty] | 95937 | CA_SACRAMENTO
[10 empty] | 95942 | NV_RENO
[10 empty] | 95943 | CA_SACRAMENTO
[10 empty] | 95944 | NV_RENO
[10 empty] | 95945 | CA_SACRAMENTO
[10 empty] | 95947 | NV_RENO
[10 empty] | 95948 | CA_SACRAMENTO
[10 empty] | 95956 | NV_RENO
[10 empty] | 95957 | CA_SACRAMENTO
[10 empty] | 95971 | NV_RENO
[10 empty] | 95972 | CA_SACRAMENTO
[10 empty] | 95980 | NV_RENO
[10 empty] | 95982 | CA_SACRAMENTO
[10 empty] | 95983 | NV_RENO
[10 empty] | 95987 | CA_SACRAMENTO
[10 empty] | 96001 | CA_ARCATA
[10 empty] | 96006 | OR_MEDFORD
[10 empty] | 96007 | CA_ARCATA
[10 empty] | 96009 | OR_MEDFORD
[10 empty] | 96010 | CA_ARCATA
[10 empty] | 96011 | OR_MEDFORD
[10 empty] | 96019 | CA_ARCATA
[10 empty] | 96020 | NV_RENO
[10 empty] | 96021 | CA_SACRAMENTO
[10 empty] | 96022 | CA_ARCATA
[10 empty] | 96023 | OR_MEDFORD
[10 empty] | 96024 | CA_ARCATA
[10 empty] | 96025 | OR_MEDFORD
[10 empty] | 96029 | CA_SACRAMENTO
[10 empty] | 96031 | CA_ARCATA
[10 empty] | 96032 | OR_MEDFORD
[10 empty] | 96033 | CA_ARCATA
[10 empty] | 96034 | OR_MEDFORD
[10 empty] | 96035 | CA_SACRAMENTO
[10 empty] | 96037 | OR_MEDFORD
[10 empty] | 96040 | NV_RENO
[10 empty] | 96041 | CA_ARCATA
[10 empty] | 96044 | OR_MEDFORD
[10 empty] | 96046 | CA_ARCATA
[10 empty] | 96050 | OR_MEDFORD
[10 empty] | 96051 | CA_ARCATA
[10 empty] | 96053 | NV_RENO
[10 empty] | 96054 | OR_MEDFORD
[10 empty] | 96055 | CA_SACRAMENTO
[10 empty] | 96056 | OR_MEDFORD
[10 empty] | 96059 | CA_ARCATA
[10 empty] | 96061 | NV_RENO
[10 empty] | 96062 | CA_ARCATA
[10 empty] | 96063 | NV_RENO
[10 empty] | 96064 | OR_MEDFORD
[10 empty] | 96065 | CA_ARCATA
[10 empty] | 96067 | OR_MEDFORD
[10 empty] | 96069 | CA_ARCATA
[10 empty] | 96071 | NV_RENO
[10 empty] | 96073 | CA_ARCATA
[10 empty] | 96074 | CA_SACRAMENTO
[10 empty] | 96075 | CA_ARCATA
[10 empty] | 96078 | CA_SACRAMENTO
[10 empty] | 96079 | CA_ARCATA
[10 empty] | 96085 | OR_MEDFORD
[10 empty] | 96087 | CA_ARCATA
[10 empty] | 96090 | CA_SACRAMENTO
[10 empty] | 96091 | CA_ARCATA
[10 empty] | 96092 | CA_SACRAMENTO
[10 empty] | 96093 | CA_ARCATA
[10 empty] | 96094 | OR_MEDFORD
[10 empty] | 96095 | CA_ARCATA
[10 empty] | 96097 | OR_MEDFORD
[10 empty] | 96099 | CA_ARCATA
[10 empty] | 96101 | OR_MEDFORD
[10 empty] | 96103 | NV_RENO
[10 empty] | 96104 | NV_WINNEMUCCA
[10 empty] | 96105 | NV_RENO
[10 empty] | 96108 | OR_MEDFORD
[10 empty] | 96109 | NV_RENO
[10 empty] | 96110 | NV_WINNEMUCCA
[10 empty] | 96111 | NV_RENO
[10 empty] | 96112 | OR_BURNS
[10 empty] | 96113 | NV_RENO
[10 empty] | 96115 | NV_WINNEMUCCA
[10 empty] | 96116 | NV_RENO
[10 empty] | 96134 | OR_MEDFORD
[10 empty] | 96135 | NV_RENO
[10 empty] | 96146 | CA_SACRAMENTO
[10 empty] | 96148 | NV_RENO
[10 empty] | 96155 | CA_SACRAMENTO
[10 empty] | 96156 | NV_RENO
[10 empty] | 96701 | HI_HONOLULU
[10 empty] | 96703 | HI_LIHUE
[10 empty] | 96704 | HI_HILO
[10 empty] | 96705 | HI_LIHUE
[10 empty] | 96706 | HI_HONOLULU
[10 empty] | 96708 | HI_KAHULUI
[10 empty] | 96709 | HI_HONOLULU
[10 empty] | 96710 | HI_HILO
[10 empty] | 96712 | HI_HONOLULU
[10 empty] | 96713 | HI_KAHULUI
[10 empty] | 96714 | HI_LIHUE
[10 empty] | 96717 | HI_HONOLULU
[10 empty] | 96718 | HI_HILO
[10 empty] | 96719 | HI_KAHULUI
[10 empty] | 96720 | HI_HILO
[10 empty] | 96722 | HI_LIHUE
[10 empty] | 96725 | HI_HILO
[10 empty] | 96729 | HI_KAHULUI
[10 empty] | 96730 | HI_HONOLULU
[10 empty] | 96732 | HI_KAHULUI
[10 empty] | 96734 | HI_HONOLULU
[10 empty] | 96737 | HI_HILO
[10 empty] | 96741 | HI_LIHUE
[10 empty] | 96742 | HI_KAHULUI
[10 empty] | 96743 | HI_HILO
[10 empty] | 96744 | HI_HONOLULU
[10 empty] | 96745 | HI_HILO
[10 empty] | 96746 | HI_LIHUE
[10 empty] | 96748 | HI_KAHULUI
[10 empty] | 96749 | HI_HILO
[10 empty] | 96751 | HI_LIHUE
[10 empty] | 96753 | HI_KAHULUI
[10 empty] | 96754 | HI_LIHUE
[10 empty] | 96755 | HI_HILO
[10 empty] | 96756 | HI_LIHUE
[10 empty] | 96757 | HI_KAHULUI
[10 empty] | 96759 | HI_HONOLULU
[10 empty] | 96760 | HI_HILO
[10 empty] | 96761 | HI_KAHULUI
[10 empty] | 96762 | HI_HONOLULU
[10 empty] | 96763 | HI_KAHULUI
[10 empty] | 96764 | HI_HILO
[10 empty] | 96765 | HI_LIHUE
[10 empty] | 96767 | HI_KAHULUI
[10 empty] | 96769 | HI_LIHUE
[10 empty] | 96770 | HI_HONOLULU
[10 empty] | 96771 | HI_HILO
[10 empty] | 96779 | HI_KAHULUI
[10 empty] | 96780 | HI_HILO
[10 empty] | 96782 | HI_HONOLULU
[10 empty] | 96783 | HI_HILO
[10 empty] | 96784 | HI_KAHULUI
[10 empty] | 96785 | HI_HILO
[10 empty] | 96786 | HI_HONOLULU
[10 empty] | 96788 | HI_KAHULUI
[10 empty] | 96789 | HI_HONOLULU
[10 empty] | 96790 | HI_KAHULUI
[10 empty] | 96791 | HI_HONOLULU
[10 empty] | 96793 | HI_KAHULUI
[10 empty] | 96795 | HI_HONOLULU
[10 empty] | 96796 | HI_LIHUE
[10 empty] | 96797 | HI_HONOLULU
[10 empty] | 96910 | PI_GUAM
[10 empty] | 97001 | OR_REDMOND
[10 empty] | 97002 | OR_SALEM
[10 empty] | 97004 | OR_PORTLAND
[10 empty] | 97016 | OR_ASTORIA
[10 empty] | 97017 | OR_PORTLAND
[10 empty] | 97020 | OR_SALEM
[10 empty] | 97021 | OR_PORTLAND
[10 empty] | 97026 | OR_SALEM
[10 empty] | 97027 | OR_PORTLAND
[10 empty] | 97029 | OR_REDMOND
[10 empty] | 97030 | OR_PORTLAND
[10 empty] | 97032 | OR_SALEM
[10 empty] | 97033 | OR_REDMOND
[10 empty] | 97034 | OR_PORTLAND
[10 empty] | 97037 | OR_REDMOND
[10 empty] | 97038 | OR_SALEM
[10 empty] | 97039 | WA_YAKIMA
[10 empty] | 97040 | OR_PORTLAND
[10 empty] | 97050 | WA_YAKIMA
[10 empty] | 97051 | OR_PORTLAND
[10 empty] | 97057 | OR_REDMOND
[10 empty] | 97058 | OR_PORTLAND
[10 empty] | 97063 | OR_REDMOND
[10 empty] | 97064 | OR_PORTLAND
[10 empty] | 97065 | WA_YAKIMA
[10 empty] | 97067 | OR_PORTLAND
[10 empty] | 97071 | OR_SALEM
[10 empty] | 97075 | OR_PORTLAND
[10 empty] | 97101 | OR_SALEM
[10 empty] | 97102 | OR_ASTORIA
[10 empty] | 97106 | OR_PORTLAND
[10 empty] | 97107 | OR_ASTORIA
[10 empty] | 97108 | OR_SALEM
[10 empty] | 97109 | OR_PORTLAND
[10 empty] | 97110 | OR_ASTORIA
[10 empty] | 97111 | OR_SALEM
[10 empty] | 97113 | OR_PORTLAND
[10 empty] | 97114 | OR_SALEM
[10 empty] | 97116 | OR_PORTLAND
[10 empty] | 97118 | OR_ASTORIA
[10 empty] | 97119 | OR_PORTLAND
[10 empty] | 97121 | OR_ASTORIA
[10 empty] | 97122 | OR_SALEM
[10 empty] | 97123 | OR_PORTLAND
[10 empty] | 97127 | OR_SALEM
[10 empty] | 97130 | OR_ASTORIA
[10 empty] | 97132 | OR_PORTLAND
[10 empty] | 97134 | OR_ASTORIA
[10 empty] | 97135 | OR_SALEM
[10 empty] | 97136 | OR_ASTORIA
[10 empty] | 97137 | OR_SALEM
[10 empty] | 97138 | OR_ASTORIA
[10 empty] | 97140 | OR_PORTLAND
[10 empty] | 97141 | OR_ASTORIA
[10 empty] | 97144 | OR_PORTLAND
[10 empty] | 97145 | OR_ASTORIA
[10 empty] | 97148 | OR_SALEM
[10 empty] | 97201 | OR_PORTLAND
[10 empty] | 97301 | OR_SALEM
[10 empty] | 97324 | OR_EUGENE
[10 empty] | 97325 | OR_SALEM
[10 empty] | 97327 | OR_EUGENE
[10 empty] | 97330 | OR_SALEM
[10 empty] | 97333 | OR_EUGENE
[10 empty] | 97335 | OR_SALEM
[10 empty] | 97336 | OR_EUGENE
[10 empty] | 97338 | OR_SALEM
[10 empty] | 97343 | OR_EUGENE
[10 empty] | 97344 | OR_SALEM
[10 empty] | 97345 | OR_EUGENE
[10 empty] | 97346 | OR_SALEM
[10 empty] | 97348 | OR_EUGENE
[10 empty] | 97350 | OR_SALEM
[10 empty] | 97366 | OR_EUGENE
[10 empty] | 97367 | OR_SALEM
[10 empty] | 97370 | OR_EUGENE
[10 empty] | 97371 | OR_SALEM
[10 empty] | 97376 | OR_EUGENE
[10 empty] | 97378 | OR_SALEM
[10 empty] | 97386 | OR_EUGENE
[10 empty] | 97388 | OR_SALEM
[10 empty] | 97390 | OR_EUGENE
[10 empty] | 97391 | OR_SALEM
[10 empty] | 97394 | OR_EUGENE
[10 empty] | 97396 | OR_SALEM
[10 empty] | 97401 | OR_EUGENE
[10 empty] | 97406 | OR_NORTH_BEND
[10 empty] | 97408 | OR_EUGENE
[10 empty] | 97410 | OR_MEDFORD
[10 empty] | 97411 | OR_NORTH_BEND
[10 empty] | 97412 | OR_EUGENE
[10 empty] | 97414 | OR_NORTH_BEND
[10 empty] | 97415 | OR_MEDFORD
[10 empty] | 97416 | OR_NORTH_BEND
[10 empty] | 97417 | OR_MEDFORD
[10 empty] | 97419 | OR_EUGENE
[10 empty] | 97420 | OR_NORTH_BEND
[10 empty] | 97424 | OR_EUGENE
[10 empty] | 97425 | OR_REDMOND
[10 empty] | 97426 | OR_EUGENE
[10 empty] | 97429 | OR_MEDFORD
[10 empty] | 97430 | OR_EUGENE
[10 empty] | 97432 | OR_NORTH_BEND
[10 empty] | 97434 | OR_EUGENE
[10 empty] | 97436 | OR_NORTH_BEND
[10 empty] | 97437 | OR_EUGENE
[10 empty] | 97439 | OR_NORTH_BEND
[10 empty] | 97440 | OR_EUGENE
[10 empty] | 97441 | OR_NORTH_BEND
[10 empty] | 97442 | OR_MEDFORD
[10 empty] | 97443 | OR_NORTH_BEND
[10 empty] | 97446 | OR_EUGENE
[10 empty] | 97449 | OR_NORTH_BEND
[10 empty] | 97451 | OR_EUGENE
[10 empty] | 97457 | OR_MEDFORD
[10 empty] | 97458 | OR_NORTH_BEND
[10 empty] | 97461 | OR_EUGENE
[10 empty] | 97462 | OR_NORTH_BEND
[10 empty] | 97463 | OR_EUGENE
[10 empty] | 97464 | OR_NORTH_BEND
[10 empty] | 97469 | OR_MEDFORD
[10 empty] | 97470 | OR_NORTH_BEND
[10 empty] | 97472 | OR_EUGENE
[10 empty] | 97473 | OR_NORTH_BEND
[10 empty] | 97477 | OR_EUGENE
[10 empty] | 97479 | OR_NORTH_BEND
[10 empty] | 97480 | OR_EUGENE
[10 empty] | 97481 | OR_NORTH_BEND
[10 empty] | 97482 | OR_EUGENE
[10 empty] | 97484 | OR_MEDFORD
[10 empty] | 97486 | OR_NORTH_BEND
[10 empty] | 97487 | OR_EUGENE
[10 empty] | 97491 | OR_NORTH_BEND
[10 empty] | 97492 | OR_EUGENE
[10 empty] | 97493 | OR_NORTH_BEND
[10 empty] | 97497 | OR_MEDFORD
[10 empty] | 97498 | OR_EUGENE
[10 empty] | 97501 | OR_MEDFORD
[10 empty] | 97620 | OR_BURNS
[10 empty] | 97621 | OR_MEDFORD
[10 empty] | 97630 | OR_BURNS
[10 empty] | 97632 | OR_MEDFORD
[10 empty] | 97635 | OR_BURNS
[10 empty] | 97638 | OR_REDMOND
[10 empty] | 97639 | OR_MEDFORD
[10 empty] | 97640 | OR_REDMOND
[10 empty] | 97710 | OR_BURNS
[10 empty] | 97711 | OR_REDMOND
[10 empty] | 97720 | OR_BURNS
[10 empty] | 97730 | OR_REDMOND
[10 empty] | 97731 | OR_MEDFORD
[10 empty] | 97732 | OR_BURNS
[10 empty] | 97733 | OR_REDMOND
[10 empty] | 97736 | OR_BURNS
[10 empty] | 97737 | OR_REDMOND
[10 empty] | 97738 | OR_BURNS
[10 empty] | 97739 | OR_REDMOND
[10 empty] | 97740 | OR_BURNS
[10 empty] | 97741 | OR_REDMOND
[10 empty] | 97751 | OR_BURNS
[10 empty] | 97752 | OR_REDMOND
[10 empty] | 97758 | OR_BURNS
[10 empty] | 97759 | OR_REDMOND
[10 empty] | 97801 | OR_PENDLETON
[10 empty] | 97812 | WA_YAKIMA
[10 empty] | 97813 | OR_PENDLETON
[10 empty] | 97817 | OR_BURNS
[10 empty] | 97818 | OR_PENDLETON
[10 empty] | 97819 | OR_BURNS
[10 empty] | 97821 | OR_PENDLETON
[10 empty] | 97825 | OR_BURNS
[10 empty] | 97826 | OR_PENDLETON
[10 empty] | 97830 | OR_REDMOND
[10 empty] | 97831 | OR_PENDLETON
[10 empty] | 97834 | ID_BOISE
[10 empty] | 97835 | OR_PENDLETON
[10 empty] | 97837 | OR_BURNS
[10 empty] | 97838 | OR_PENDLETON
[10 empty] | 97840 | ID_BOISE
[10 empty] | 97841 | OR_PENDLETON
[10 empty] | 97845 | OR_BURNS
[10 empty] | 97846 | OR_PENDLETON
[10 empty] | 97861 | WA_YAKIMA
[10 empty] | 97862 | OR_PENDLETON
[10 empty] | 97865 | OR_BURNS
[10 empty] | 97867 | OR_PENDLETON
[10 empty] | 97869 | OR_BURNS
[10 empty] | 97870 | ID_BOISE
[10 empty] | 97872 | OR_PENDLETON
[10 empty] | 97873 | OR_BURNS
[10 empty] | 97874 | OR_PENDLETON
[10 empty] | 97884 | OR_BURNS
[10 empty] | 97885 | OR_PENDLETON
[10 empty] | 97901 | ID_BOISE
[10 empty] | 97904 | OR_BURNS
[10 empty] | 97905 | ID_BOISE
[10 empty] | 97908 | OR_BURNS
[10 empty] | 97909 | ID_BOISE
[10 empty] | 97910 | OR_BURNS
[10 empty] | 97913 | ID_BOISE
[10 empty] | 97917 | OR_BURNS
[10 empty] | 97918 | ID_BOISE
[10 empty] | 97920 | OR_BURNS
[10 empty] | 98001 | WA_SEATTLE
[10 empty] | 98243 | WA_QUILLAYUTE
[10 empty] | 98244 | WA_SEATTLE
[10 empty] | 98250 | WA_QUILLAYUTE
[10 empty] | 98251 | WA_SEATTLE
[10 empty] | 98281 | WA_QUILLAYUTE
[10 empty] | 98283 | WA_SEATTLE
[10 empty] | 98297 | WA_QUILLAYUTE
[10 empty] | 98303 | WA_OLYMPIA
[10 empty] | 98305 | WA_QUILLAYUTE
[10 empty] | 98310 | WA_SEATTLE
[10 empty] | 98326 | WA_QUILLAYUTE
[10 empty] | 98327 | WA_OLYMPIA
[10 empty] | 98329 | WA_SEATTLE
[10 empty] | 98330 | WA_OLYMPIA
[10 empty] | 98331 | WA_QUILLAYUTE
[10 empty] | 98332 | WA_SEATTLE
[10 empty] | 98336 | WA_OLYMPIA
[10 empty] | 98337 | WA_SEATTLE
[10 empty] | 98343 | WA_QUILLAYUTE
[10 empty] | 98344 | WA_OLYMPIA
[10 empty] | 98345 | WA_SEATTLE
[10 empty] | 98348 | WA_OLYMPIA
[10 empty] | 98350 | WA_QUILLAYUTE
[10 empty] | 98351 | WA_OLYMPIA
[10 empty] | 98352 | WA_SEATTLE
[10 empty] | 98355 | WA_OLYMPIA
[10 empty] | 98357 | WA_QUILLAYUTE
[10 empty] | 98358 | WA_SEATTLE
[10 empty] | 98361 | WA_YAKIMA
[10 empty] | 98362 | WA_QUILLAYUTE
[10 empty] | 98364 | WA_SEATTLE
[10 empty] | 98377 | WA_OLYMPIA
[10 empty] | 98378 | WA_SEATTLE
[10 empty] | 98381 | WA_QUILLAYUTE
[10 empty] | 98382 | WA_SEATTLE
[10 empty] | 98387 | WA_OLYMPIA
[10 empty] | 98390 | WA_SEATTLE
[10 empty] | 98398 | WA_OLYMPIA
[10 empty] | 98401 | WA_SEATTLE
[10 empty] | 98433 | WA_OLYMPIA
[10 empty] | 98434 | WA_SEATTLE
[10 empty] | 98439 | WA_OLYMPIA
[10 empty] | 98442 | WA_SEATTLE
[10 empty] | 98498 | WA_OLYMPIA
[10 empty] | 98499 | WA_SEATTLE
[10 empty] | 98501 | WA_OLYMPIA
[10 empty] | 98524 | WA_SEATTLE
[10 empty] | 98526 | WA_QUILLAYUTE
[10 empty] | 98527 | OR_ASTORIA
[10 empty] | 98528 | WA_SEATTLE
[10 empty] | 98530 | WA_OLYMPIA
[10 empty] | 98547 | OR_ASTORIA
[10 empty] | 98548 | WA_OLYMPIA
[10 empty] | 98552 | WA_QUILLAYUTE
[10 empty] | 98554 | OR_ASTORIA
[10 empty] | 98555 | WA_SEATTLE
[10 empty] | 98556 | WA_OLYMPIA
[10 empty] | 98561 | OR_ASTORIA
[10 empty] | 98562 | WA_QUILLAYUTE
[10 empty] | 98563 | WA_OLYMPIA
[10 empty] | 98566 | WA_QUILLAYUTE
[10 empty] | 98568 | WA_OLYMPIA
[10 empty] | 98571 | WA_QUILLAYUTE
[10 empty] | 98572 | WA_OLYMPIA
[10 empty] | 98575 | WA_QUILLAYUTE
[10 empty] | 98576 | WA_OLYMPIA
[10 empty] | 98577 | OR_ASTORIA
[10 empty] | 98579 | WA_OLYMPIA
[10 empty] | 98586 | OR_ASTORIA
[10 empty] | 98587 | WA_QUILLAYUTE
[10 empty] | 98588 | WA_OLYMPIA
[10 empty] | 98590 | OR_ASTORIA
[10 empty] | 98591 | WA_OLYMPIA
[10 empty] | 98595 | OR_ASTORIA
[10 empty] | 98596 | WA_OLYMPIA
[10 empty] | 98601 | OR_PORTLAND
[10 empty] | 98602 | WA_YAKIMA
[10 empty] | 98603 | OR_PORTLAND
[10 empty] | 98611 | WA_OLYMPIA
[10 empty] | 98612 | OR_ASTORIA
[10 empty] | 98613 | WA_YAKIMA
[10 empty] | 98614 | OR_ASTORIA
[10 empty] | 98616 | OR_PORTLAND
[10 empty] | 98619 | WA_YAKIMA
[10 empty] | 98621 | OR_ASTORIA
[10 empty] | 98622 | OR_PORTLAND
[10 empty] | 98624 | OR_ASTORIA
[10 empty] | 98625 | OR_PORTLAND
[10 empty] | 98628 | WA_YAKIMA
[10 empty] | 98629 | OR_PORTLAND
[10 empty] | 98631 | OR_ASTORIA
[10 empty] | 98632 | OR_PORTLAND
[10 empty] | 98635 | WA_YAKIMA
[10 empty] | 98637 | OR_ASTORIA
[10 empty] | 98639 | OR_PORTLAND
[10 empty] | 98640 | OR_ASTORIA
[10 empty] | 98642 | OR_PORTLAND
[10 empty] | 98643 | OR_ASTORIA
[10 empty] | 98645 | WA_OLYMPIA
[10 empty] | 98647 | OR_ASTORIA
[10 empty] | 98648 | OR_PORTLAND
[10 empty] | 98649 | WA_OLYMPIA
[10 empty] | 98650 | WA_YAKIMA
[10 empty] | 98651 | OR_PORTLAND
[10 empty] | 98670 | WA_YAKIMA
[10 empty] | 98671 | OR_PORTLAND
[10 empty] | 98673 | WA_YAKIMA
[10 empty] | 98674 | OR_PORTLAND
[10 empty] | 98801 | WA_YAKIMA
[10 empty] | 98812 | WA_SPOKANE
[10 empty] | 98814 | WA_SEATTLE
[10 empty] | 98815 | WA_YAKIMA
[10 empty] | 98819 | WA_SPOKANE
[10 empty] | 98821 | WA_YAKIMA
[10 empty] | 98827 | WA_SPOKANE
[10 empty] | 98828 | WA_YAKIMA
[10 empty] | 98829 | WA_SPOKANE
[10 empty] | 98830 | WA_YAKIMA
[10 empty] | 98832 | WA_SPOKANE
[10 empty] | 98833 | WA_SEATTLE
[10 empty] | 98834 | WA_YAKIMA
[10 empty] | 98840 | WA_SPOKANE
[10 empty] | 98843 | WA_YAKIMA
[10 empty] | 98844 | WA_SPOKANE
[10 empty] | 98845 | WA_YAKIMA
[10 empty] | 98849 | WA_SPOKANE
[10 empty] | 98850 | WA_YAKIMA
[10 empty] | 98852 | WA_SEATTLE
[10 empty] | 98853 | WA_YAKIMA
[10 empty] | 98855 | WA_SPOKANE
[10 empty] | 98856 | WA_SEATTLE
[10 empty] | 98857 | WA_YAKIMA
[10 empty] | 98859 | WA_SPOKANE
[10 empty] | 98862 | WA_SEATTLE
[10 empty] | 98901 | WA_YAKIMA
[10 empty] | 98925 | WA_SEATTLE
[10 empty] | 98926 | WA_YAKIMA
[10 empty] | 99001 | WA_SPOKANE
[10 empty] | 99301 | OR_PENDLETON
[10 empty] | 99321 | WA_YAKIMA
[10 empty] | 99323 | OR_PENDLETON
[10 empty] | 99333 | WA_SPOKANE
[10 empty] | 99335 | OR_PENDLETON
[10 empty] | 99341 | WA_SPOKANE
[10 empty] | 99343 | OR_PENDLETON
[10 empty] | 99344 | WA_YAKIMA
[10 empty] | 99345 | OR_PENDLETON
[10 empty] | 99347 | WA_SPOKANE
[10 empty] | 99348 | OR_PENDLETON
[10 empty] | 99349 | WA_YAKIMA
[10 empty] | 99352 | OR_PENDLETON
[10 empty] | 99356 | WA_YAKIMA
[10 empty] | 99359 | OR_PENDLETON
[10 empty] | 99371 | WA_SPOKANE
[10 empty] | 99401 | OR_PENDLETON
[10 empty] | 99402 | WA_SPOKANE
[10 empty] | 99501 | AK_ANCHORAGE
[10 empty] | 99547 | AK_ST_PAUL_IS
[10 empty] | 99548 | AK_KING_SALMON
[10 empty] | 99550 | AK_KODIAK
[10 empty] | 99551 | AK_BETHEL
[10 empty] | 99553 | AK_COLD_BAY
[10 empty] | 99554 | AK_NOME
[10 empty] | 99555 | AK_KING_SALMON
[10 empty] | 99556 | AK_ANCHORAGE
[10 empty] | 99557 | AK_BETHEL
[10 empty] | 99564 | AK_KING_SALMON
[10 empty] | 99566 | AK_GULKANA
[10 empty] | 99567 | AK_ANCHORAGE
[10 empty] | 99569 | AK_KING_SALMON
[10 empty] | 99571 | AK_COLD_BAY
[10 empty] | 99572 | AK_ANCHORAGE
[10 empty] | 99573 | AK_GULKANA
[10 empty] | 99575 | AK_MCGRATH
[10 empty] | 99576 | AK_KING_SALMON
[10 empty] | 99577 | AK_ANCHORAGE
[10 empty] | 99578 | AK_BETHEL
[10 empty] | 99579 | AK_KING_SALMON
[10 empty] | 99581 | AK_NOME
[10 empty] | 99583 | AK_COLD_BAY
[10 empty] | 99584 | AK_MCGRATH
[10 empty] | 99585 | AK_BETHEL
[10 empty] | 99586 | AK_GULKANA
[10 empty] | 99587 | AK_ANCHORAGE
[10 empty] | 99588 | AK_GULKANA
[10 empty] | 99589 | AK_BETHEL
[10 empty] | 99590 | AK_MCGRATH
[10 empty] | 99591 | AK_ST_PAUL_IS
[10 empty] | 99599 | AK_ANCHORAGE
[10 empty] | 99602 | AK_BETHEL
[10 empty] | 99603 | AK_ANCHORAGE
[10 empty] | 99604 | AK_BETHEL
[10 empty] | 99605 | AK_ANCHORAGE
[10 empty] | 99606 | AK_KING_SALMON
[10 empty] | 99607 | AK_BETHEL
[10 empty] | 99608 | AK_KODIAK
[10 empty] | 99609 | AK_BETHEL
[10 empty] | 99610 | AK_ANCHORAGE
[10 empty] | 99612 | AK_COLD_BAY
[10 empty] | 99613 | AK_KING_SALMON
[10 empty] | 99614 | AK_BETHEL
[10 empty] | 99615 | AK_KODIAK
[10 empty] | 99620 | AK_NOME
[10 empty] | 99621 | AK_BETHEL
[10 empty] | 99624 | AK_KODIAK
[10 empty] | 99625 | AK_KING_SALMON
[10 empty] | 99626 | AK_BETHEL
[10 empty] | 99627 | AK_MCGRATH
[10 empty] | 99628 | AK_KING_SALMON
[10 empty] | 99630 | AK_BETHEL
[10 empty] | 99631 | AK_ANCHORAGE
[10 empty] | 99632 | AK_BETHEL
[10 empty] | 99633 | AK_KING_SALMON
[10 empty] | 99634 | AK_BETHEL
[10 empty] | 99635 | AK_ANCHORAGE
[10 empty] | 99636 | AK_KING_SALMON
[10 empty] | 99637 | AK_BETHEL
[10 empty] | 99638 | AK_COLD_BAY
[10 empty] | 99639 | AK_ANCHORAGE
[10 empty] | 99640 | AK_KING_SALMON
[10 empty] | 99641 | AK_BETHEL
[10 empty] | 99643 | AK_KODIAK
[10 empty] | 99645 | AK_ANCHORAGE
[10 empty] | 99647 | AK_KING_SALMON
[10 empty] | 99648 | AK_COLD_BAY
[10 empty] | 99649 | AK_KING_SALMON
[10 empty] | 99650 | AK_BETHEL
[10 empty] | 99652 | AK_ANCHORAGE
[10 empty] | 99653 | AK_KING_SALMON
[10 empty] | 99654 | AK_ANCHORAGE
[10 empty] | 99655 | AK_BETHEL
[10 empty] | 99656 | AK_MCGRATH
[10 empty] | 99657 | AK_BETHEL
[10 empty] | 99659 | AK_NOME
[10 empty] | 99660 | AK_ST_PAUL_IS
[10 empty] | 99661 | AK_COLD_BAY
[10 empty] | 99662 | AK_BETHEL
[10 empty] | 99663 | AK_KODIAK
[10 empty] | 99664 | AK_ANCHORAGE
[10 empty] | 99665 | AK_MCGRATH
[10 empty] | 99666 | AK_NOME
[10 empty] | 99667 | AK_TALKEETNA
[10 empty] | 99668 | AK_MCGRATH
[10 empty] | 99669 | AK_ANCHORAGE
[10 empty] | 99670 | AK_KING_SALMON
[10 empty] | 99671 | AK_NOME
[10 empty] | 99672 | AK_ANCHORAGE
[10 empty] | 99674 | AK_TALKEETNA
[10 empty] | 99675 | AK_MCGRATH
[10 empty] | 99676 | AK_TALKEETNA
[10 empty] | 99677 | AK_GULKANA
[10 empty] | 99678 | AK_BETHEL
[10 empty] | 99682 | AK_ANCHORAGE
[10 empty] | 99683 | AK_TALKEETNA
[10 empty] | 99684 | AK_NOME
[10 empty] | 99685 | AK_COLD_BAY
[10 empty] | 99686 | AK_GULKANA
[10 empty] | 99687 | AK_ANCHORAGE
[10 empty] | 99688 | AK_TALKEETNA
[10 empty] | 99689 | AK_YAKUTAT
[10 empty] | 99690 | AK_BETHEL
[10 empty] | 99691 | AK_MCGRATH
[10 empty] | 99692 | AK_COLD_BAY
[10 empty] | 99693 | AK_ANCHORAGE
[10 empty] | 99697 | AK_KODIAK
[10 empty] | 99701 | AK_FAIRBANKS
[10 empty] | 99720 | AK_BETTLES
[10 empty] | 99723 | AK_BARROW
[10 empty] | 99724 | AK_FAIRBANKS
[10 empty] | 99726 | AK_BETTLES
[10 empty] | 99727 | AK_KOTZEBUE
[10 empty] | 99729 | AK_TALKEETNA
[10 empty] | 99730 | AK_FAIRBANKS
[10 empty] | 99732 | AK_BIG_DELTA
[10 empty] | 99733 | AK_FAIRBANKS
[10 empty] | 99734 | AK_BARROW
[10 empty] | 99736 | AK_KOTZEBUE
[10 empty] | 99737 | AK_BIG_DELTA
[10 empty] | 99739 | AK_NOME
[10 empty] | 99740 | AK_FAIRBANKS
[10 empty] | 99741 | AK_MCGRATH
[10 empty] | 99742 | AK_NOME
[10 empty] | 99743 | AK_FAIRBANKS
[10 empty] | 99745 | AK_BETTLES
[10 empty] | 99748 | AK_MCGRATH
[10 empty] | 99749 | AK_KOTZEBUE
[10 empty] | 99751 | AK_BETTLES
[10 empty] | 99752 | AK_KOTZEBUE
[10 empty] | 99753 | AK_NOME
[10 empty] | 99754 | AK_MCGRATH
[10 empty] | 99755 | AK_FAIRBANKS
[10 empty] | 99757 | AK_MCGRATH
[10 empty] | 99758 | AK_FAIRBANKS
[10 empty] | 99759 | AK_BARROW
[10 empty] | 99760 | AK_FAIRBANKS
[10 empty] | 99761 | AK_KOTZEBUE
[10 empty] | 99762 | AK_NOME
[10 empty] | 99763 | AK_KOTZEBUE
[10 empty] | 99764 | AK_GULKANA
[10 empty] | 99765 | AK_MCGRATH
[10 empty] | 99766 | AK_KOTZEBUE
[10 empty] | 99767 | AK_FAIRBANKS
[10 empty] | 99768 | AK_MCGRATH
[10 empty] | 99769 | AK_NOME
[10 empty] | 99770 | AK_KOTZEBUE
[10 empty] | 99771 | AK_NOME
[10 empty] | 99772 | AK_KOTZEBUE
[10 empty] | 99774 | AK_FAIRBANKS
[10 empty] | 99776 | AK_BIG_DELTA
[10 empty] | 99777 | AK_BETTLES
[10 empty] | 99778 | AK_NOME
[10 empty] | 99779 | AK_BIG_DELTA
[10 empty] | 99781 | AK_BETTLES
[10 empty] | 99782 | AK_BARROW
[10 empty] | 99783 | AK_NOME
[10 empty] | 99786 | AK_KOTZEBUE
[10 empty] | 99788 | AK_FAIRBANKS
[10 empty] | 99789 | AK_BARROW
[10 empty] | 99790 | AK_FAIRBANKS
[10 empty] | 99791 | AK_BARROW
[10 empty] | 99801 | AK_YAKUTAT
[10 empty] | 99820 | AK_ANNETTE
[10 empty] | 99821 | AK_YAKUTAT
[10 empty] | 99830 | AK_ANNETTE
[10 empty] | 99832 | AK_YAKUTAT
[10 empty] | 99833 | AK_ANNETTE
[10 empty] | 99840 | AK_YAKUTAT
[10 empty] | 99901 | AK_ANNETTE
Note on L15: Michael: based on regression modeling of hdd63, hdd57 as % HDD60
Note on G38: Michael: fudged to account for solar gain
Note on L38: Michael: accounts for height and exterior vs ground exposure
Note on O38: Michael: crawlspace duct loss regain
Note on F76: Michael: only counted if Tmax>80 & Tmin>58 & Tmaxlast>75

## MapperLookups
0
Decatur Heating Selection | heating_fuel | plant_type
Old Oil 63% (Gas) | OIL | OLDER_BOILER
Old Gas 72% | GAS | OLDER_FURNACE
Std Gas 80% | GAS | NEWER_FURNACE
Condensing Gas | GAS | HIGH_EFF_FURNACE
Electric Resistance | ELECTRIC | ELECTRIC_RESISTANCE_HIGH_EFF_WALL